## AnnualMW
Annual VELCO Peak Forecast (MW) | [9 empty] | Heat Pump Contribution to Annual MW Peak
Year | Mar 25th Forecast | Mar 25th Forecast Corrected | Correction Delta | Correction % | Updated Forecast w/New HP Shape | Shape Delta | Shape % | Total Delta | Total % | Mar 25th Forecast | Mar 25th Forecast Corrected | Updated Forecast w/New HP Shape | Shape Delta | Shape %
2026 | 1000.04 | 997.95 | -2.09 | -0.209% | 994.97 | -2.98 | -0.2986% | -5.07 | -0.507% | 12.12 | 10.02 | 7.04 | -2.98 | -29.74%
2027 | 1024.46 | 1020.23 | -4.23 | -0.4129% | 1014.23 | -6 | -0.5881% | -10.23 | -0.9986% | 24.44 | 20.22 | 14.21 | -6.01 | -29.72%
2028 | 1050.78 | 1044.4 | -6.38 | -0.6072% | 1035.23 | -9.17 | -0.878% | -15.55 | -1.48% | 36.99 | 30.6 | 21.43 | -9.17 | -29.97%
2029 | 1073.06 | 1064.42 | -8.64 | -0.8052% | 1051.52 | -12.9 | -1.212% | -21.54 | -2.007% | 50.01 | 41.37 | 28.48 | -12.89 | -31.16%
2030 | 1101.14 | 1090.26 | -10.88 | -0.9881% | 1074.37 | -15.89 | -1.457% | -26.77 | -2.431% | 62.97 | 52.09 | 36.2 | -15.89 | -30.5%
2031 | 1131.34 | 1118.25 | -13.09 | -1.157% | 1099.43 | -18.82 | -1.683% | -31.91 | -2.821% | 75.8 | 62.71 | 43.88 | -18.83 | -30.03%
2032 | 1165.62 | 1150.28 | -15.34 | -1.316% | 1128.35 | -21.93 | -1.906% | -37.27 | -3.197% | 88.84 | 73.49 | 51.57 | -21.92 | -29.83%
2033 | 1200.16 | 1182.51 | -17.65 | -1.471% | 1157.21 | -25.3 | -2.14% | -42.95 | -3.579% | 102.2 | 84.55 | 59.26 | -25.29 | -29.91%
2034 | 1233.05 | 1212.95 | -20.1 | -1.63% | 1182.49 | -30.46 | -2.511% | -50.56 | -4.1% | 116.34 | 96.25 | 65.78 | -30.47 | -31.66%
2035 | 1264.94 | 1242.72 | -22.22 | -1.757% | 1209.53 | -33.19 | -2.671% | -55.41 | -4.38% | 128.65 | 106.43 | 73.25 | -33.18 | -31.18%
2036 | 1297.71 | 1273.77 | -23.94 | -1.845% | 1238.74 | -35.03 | -2.75% | -58.97 | -4.544% | 138.64 | 114.69 | 79.67 | -35.02 | -30.53%
2037 | 1329.65 | 1304.03 | -25.62 | -1.927% | 1267.49 | -36.54 | -2.802% | -62.16 | -4.675% | 148.33 | 122.72 | 86.17 | -36.55 | -29.78%
2038 | 1362.59 | 1335.49 | -27.1 | -1.989% | 1296.91 | -38.58 | -2.889% | -65.68 | -4.82% | 156.95 | 129.85 | 91.27 | -38.58 | -29.71%
2039 | 1393 | 1364.79 | -28.21 | -2.025% | 1324.36 | -40.43 | -2.962% | -68.64 | -4.927% | 163.36 | 135.15 | 94.72 | -40.43 | -29.91%
2040 | 1417.66 | 1388.35 | -29.31 | -2.067% | 1343.9 | -44.45 | -3.202% | -73.76 | -5.203% | 169.69 | 140.39 | 95.94 | -44.45 | -31.66%
2041 | 1433.53 | 1403.04 | -30.49 | -2.127% | 1358.49 | -44.55 | -3.175% | -75.04 | -5.235% | 176.57 | 146.08 | 101.52 | -44.56 | -30.5%
2042 | 1448.5 | 1416.92 | -31.58 | -2.18% | 1371.5 | -45.42 | -3.206% | -77 | -5.316% | 182.88 | 151.3 | 105.88 | -45.42 | -30.02%
2043 | 1462.77 | 1430.04 | -32.73 | -2.238% | 1383.36 | -46.68 | -3.264% | -79.41 | -5.429% | 189.49 | 156.76 | 110.08 | -46.68 | -29.78%
2044 | 1477.8 | 1443.95 | -33.85 | -2.291% | 1395.69 | -48.26 | -3.342% | -82.11 | -5.556% | 196 | 162.15 | 113.89 | -48.26 | -29.76%
2045 | 1492.26 | 1457.03 | -35.23 | -2.361% | 1403.61 | -53.42 | -3.666% | -88.65 | -5.941% | 203.99 | 168.76 | 115.34 | -53.42 | -31.65%
2046 | 1506.23 | 1469.94 | -36.29 | -2.409% | 1415.74 | -54.2 | -3.687% | -90.49 | -6.008% | 210.14 | 173.85 | 119.65 | -54.2 | -31.18%

## HourlyWinter
Prior Shape (Mar 25th Forecast Corrected)
Date | Hr00 | Hr01 | Hr02 | Hr03 | Hr04 | Hr05 | Hr06 | Hr07 | Hr08 | Hr09 | Hr10 | Hr11 | Hr12 | Hr13 | Hr14 | Hr15 | Hr16 | Hr17 | Hr18 | Hr19 | Hr20 | Hr21 | Hr22 | Hr23
2030-01-23 | 62.85 | 64.02 | 64.83 | 65.39 | 65.37 | 64.66 | 63.96 | 62.06 | 61.1 | 60.26 | 58.11 | 55.61 | 52.41 | 49.18 | 47.18 | 46.21 | 46.86 | 50.04 | 52.09 | 52.55 | 53.41 | 53.77 | 53.91 | 54.09
Heat Pump Study Shape (Updated Forecast)
Date | Hr00 | Hr01 | Hr02 | Hr03 | Hr04 | Hr05 | Hr06 | Hr07 | Hr08 | Hr09 | Hr10 | Hr11 | Hr12 | Hr13 | Hr14 | Hr15 | Hr16 | Hr17 | Hr18 | Hr19 | Hr20 | Hr21 | Hr22 | Hr23
2030-01-23 | 40.95 | 41.26 | 41.09 | 41.62 | 41.72 | 42.33 | 42.9 | 43.07 | 40.95 | 38.98 | 38.1 | 36.89 | 36.06 | 35.49 | 35.32 | 36.17 | 37.38 | 36.96 | 36.2 | 36.28 | 36.37 | 37.08 | 36.88 | 35.26
Prior Shape (Mar 25th Forecast Corrected)
Date | Hr00 | Hr01 | Hr02 | Hr03 | Hr04 | Hr05 | Hr06 | Hr07 | Hr08 | Hr09 | Hr10 | Hr11 | Hr12 | Hr13 | Hr14 | Hr15 | Hr16 | Hr17 | Hr18 | Hr19 | Hr20 | Hr21 | Hr22 | Hr23
2035-01-24 | 128.41 | 130.8 | 132.45 | 133.6 | 133.57 | 132.11 | 130.69 | 126.8 | 124.83 | 123.13 | 118.73 | 113.62 | 107.08 | 100.49 | 96.41 | 94.41 | 95.75 | 102.24 | 106.43 | 107.37 | 109.12 | 109.86 | 110.15 | 110.51
Heat Pump Study Shape (Updated Forecast)
Date | Hr00 | Hr01 | Hr02 | Hr03 | Hr04 | Hr05 | Hr06 | Hr07 | Hr08 | Hr09 | Hr10 | Hr11 | Hr12 | Hr13 | Hr14 | Hr15 | Hr16 | Hr17 | Hr18 | Hr19 | Hr20 | Hr21 | Hr22 | Hr23
2035-01-24 | 82.85 | 83.48 | 83.13 | 84.22 | 84.41 | 85.64 | 86.81 | 87.13 | 82.86 | 78.88 | 77.1 | 74.63 | 72.95 | 71.82 | 71.46 | 73.18 | 75.62 | 74.77 | 73.25 | 73.41 | 73.6 | 75.03 | 74.62 | 71.35
[5 empty] | Date | New Shape | Old Shape
|  |  |  | 2030-01-01 | 2030-01-01 | 8.86 | 3.14
|  |  |  | 2030-01-01 | 2030-01-01 01:00 | 8.39 | 3.18
|  |  |  | 2030-01-01 | 2030-01-01 02:00 | 8.65 | 3.23
|  |  |  | 2030-01-01 | 2030-01-01 03:00 | 8.46 | 3.21
|  |  |  | 2030-01-01 | 2030-01-01 04:00 | 8.49 | 3.09
|  |  |  | 2030-01-01 | 2030-01-01 05:00 | 9.04 | 2.9
|  |  |  | 2030-01-01 | 2030-01-01 06:00 | 9.64 | 2.67
|  |  |  | 2030-01-01 | 2030-01-01 07:00 | 10.13 | 2.6
|  |  |  | 2030-01-01 | 2030-01-01 08:00 | 9.21 | 2.62
|  |  |  | 2030-01-01 | 2030-01-01 09:00 | 7.61 | 2.49
|  |  |  | 2030-01-01 | 2030-01-01 10:00 | 7.13 | 2.34
|  |  |  | 2030-01-01 | 2030-01-01 11:00 | 7.29 | 2.22
|  |  |  | 2030-01-01 | 2030-01-01 12:00 | 8 | 1.86
|  |  |  | 2030-01-01 | 2030-01-01 13:00 | 8.95 | 1.69
|  |  |  | 2030-01-01 | 2030-01-01 14:00 | 10.29 | 1.66
|  |  |  | 2030-01-01 | 2030-01-01 15:00 | 11.62 | 1.76
|  |  |  | 2030-01-01 | 2030-01-01 16:00 | 12.16 | 2.09
|  |  |  | 2030-01-01 | 2030-01-01 17:00 | 11.56 | 2.31
|  |  |  | 2030-01-01 | 2030-01-01 18:00 | 11.38 | 2.46
|  |  |  | 2030-01-01 | 2030-01-01 19:00 | 11.96 | 2.56
|  |  |  | 2030-01-01 | 2030-01-01 20:00 | 12.51 | 2.67
|  |  |  | 2030-01-01 | 2030-01-01 21:00 | 13.63 | 2.75
|  |  |  | 2030-01-01 | 2030-01-01 22:00 | 14.33 | 2.79
|  |  |  | 2030-01-01 | 2030-01-01 23:00 | 13.68 | 2.79
|  |  |  | 2030-01-02 | 2030-01-02 | 17.57 | 14.47
|  |  |  | 2030-01-02 | 2030-01-02 01:00 | 17.48 | 14.74
|  |  |  | 2030-01-02 | 2030-01-02 02:00 | 17.13 | 15
|  |  |  | 2030-01-02 | 2030-01-02 03:00 | 17.09 | 14.92
|  |  |  | 2030-01-02 | 2030-01-02 04:00 | 17.21 | 14.32
|  |  |  | 2030-01-02 | 2030-01-02 05:00 | 17.62 | 13.34
|  |  |  | 2030-01-02 | 2030-01-02 06:00 | 17.99 | 12.04
|  |  |  | 2030-01-02 | 2030-01-02 07:00 | 17.95 | 11.54
|  |  |  | 2030-01-02 | 2030-01-02 08:00 | 16.64 | 11.74
|  |  |  | 2030-01-02 | 2030-01-02 09:00 | 15.41 | 11.23
|  |  |  | 2030-01-02 | 2030-01-02 10:00 | 14.58 | 10.57
|  |  |  | 2030-01-02 | 2030-01-02 11:00 | 14.27 | 10.02
|  |  |  | 2030-01-02 | 2030-01-02 12:00 | 14.49 | 8.15
|  |  |  | 2030-01-02 | 2030-01-02 13:00 | 14.69 | 7.39
|  |  |  | 2030-01-02 | 2030-01-02 14:00 | 15.71 | 7.32
|  |  |  | 2030-01-02 | 2030-01-02 15:00 | 17.05 | 7.83
|  |  |  | 2030-01-02 | 2030-01-02 16:00 | 18.08 | 9.39
|  |  |  | 2030-01-02 | 2030-01-02 17:00 | 17.59 | 10.43
|  |  |  | 2030-01-02 | 2030-01-02 18:00 | 17.09 | 11
|  |  |  | 2030-01-02 | 2030-01-02 19:00 | 17.84 | 11.48
|  |  |  | 2030-01-02 | 2030-01-02 20:00 | 17.99 | 12.07
|  |  |  | 2030-01-02 | 2030-01-02 21:00 | 19.15 | 12.46
|  |  |  | 2030-01-02 | 2030-01-02 22:00 | 19.24 | 12.62
|  |  |  | 2030-01-02 | 2030-01-02 23:00 | 18.13 | 12.73
|  |  |  | 2030-01-03 | 2030-01-03 | 21.43 | 21.28
|  |  |  | 2030-01-03 | 2030-01-03 01:00 | 21.29 | 21.68
|  |  |  | 2030-01-03 | 2030-01-03 02:00 | 21.21 | 22.09
|  |  |  | 2030-01-03 | 2030-01-03 03:00 | 21.02 | 21.95
|  |  |  | 2030-01-03 | 2030-01-03 04:00 | 21.32 | 21.02
|  |  |  | 2030-01-03 | 2030-01-03 05:00 | 21.77 | 19.5
|  |  |  | 2030-01-03 | 2030-01-03 06:00 | 22.27 | 17.48
|  |  |  | 2030-01-03 | 2030-01-03 07:00 | 22.84 | 16.72
|  |  |  | 2030-01-03 | 2030-01-03 08:00 | 21.3 | 17.05
|  |  |  | 2030-01-03 | 2030-01-03 09:00 | 19.8 | 16.3
|  |  |  | 2030-01-03 | 2030-01-03 10:00 | 19.28 | 15.32
|  |  |  | 2030-01-03 | 2030-01-03 11:00 | 18.96 | 14.51
|  |  |  | 2030-01-03 | 2030-01-03 12:00 | 18.74 | 11.65
|  |  |  | 2030-01-03 | 2030-01-03 13:00 | 19.07 | 10.54
|  |  |  | 2030-01-03 | 2030-01-03 14:00 | 19.77 | 10.46
|  |  |  | 2030-01-03 | 2030-01-03 15:00 | 21.13 | 11.27
|  |  |  | 2030-01-03 | 2030-01-03 16:00 | 21.48 | 13.67
|  |  |  | 2030-01-03 | 2030-01-03 17:00 | 21.14 | 15.22
|  |  |  | 2030-01-03 | 2030-01-03 18:00 | 20.92 | 16.05
|  |  |  | 2030-01-03 | 2030-01-03 19:00 | 21.67 | 16.79
|  |  |  | 2030-01-03 | 2030-01-03 20:00 | 21.97 | 17.69
|  |  |  | 2030-01-03 | 2030-01-03 21:00 | 22.7 | 18.29
|  |  |  | 2030-01-03 | 2030-01-03 22:00 | 22.64 | 18.53
|  |  |  | 2030-01-03 | 2030-01-03 23:00 | 21.39 | 18.72
|  |  |  | 2030-01-04 | 2030-01-04 | 29.57 | 37.39
|  |  |  | 2030-01-04 | 2030-01-04 01:00 | 29.86 | 38.09
|  |  |  | 2030-01-04 | 2030-01-04 02:00 | 29.97 | 38.69
|  |  |  | 2030-01-04 | 2030-01-04 03:00 | 30.17 | 38.74
|  |  |  | 2030-01-04 | 2030-01-04 04:00 | 30.31 | 37.93
|  |  |  | 2030-01-04 | 2030-01-04 05:00 | 31.01 | 36.37
|  |  |  | 2030-01-04 | 2030-01-04 06:00 | 31.61 | 34.39
|  |  |  | 2030-01-04 | 2030-01-04 07:00 | 31.84 | 33.15
|  |  |  | 2030-01-04 | 2030-01-04 08:00 | 30.01 | 33.16
|  |  |  | 2030-01-04 | 2030-01-04 09:00 | 27.73 | 32.25
|  |  |  | 2030-01-04 | 2030-01-04 10:00 | 26.43 | 30.75
|  |  |  | 2030-01-04 | 2030-01-04 11:00 | 25.44 | 29.3
|  |  |  | 2030-01-04 | 2030-01-04 12:00 | 24.74 | 25.84
|  |  |  | 2030-01-04 | 2030-01-04 13:00 | 24.88 | 23.9
|  |  |  | 2030-01-04 | 2030-01-04 14:00 | 25 | 23.23
|  |  |  | 2030-01-04 | 2030-01-04 15:00 | 26.1 | 23.66
|  |  |  | 2030-01-04 | 2030-01-04 16:00 | 26.95 | 25.95
|  |  |  | 2030-01-04 | 2030-01-04 17:00 | 26.71 | 28.26
|  |  |  | 2030-01-04 | 2030-01-04 18:00 | 26.18 | 29.59
|  |  |  | 2030-01-04 | 2030-01-04 19:00 | 26.73 | 30.37
|  |  |  | 2030-01-04 | 2030-01-04 20:00 | 27.44 | 31.42
|  |  |  | 2030-01-04 | 2030-01-04 21:00 | 28.5 | 32.05
|  |  |  | 2030-01-04 | 2030-01-04 22:00 | 28.43 | 32.31
|  |  |  | 2030-01-04 | 2030-01-04 23:00 | 28.45 | 32.53
|  |  |  | 2030-01-05 | 2030-01-05 | 31.16 | 40.33
|  |  |  | 2030-01-05 | 2030-01-05 01:00 | 31.35 | 41.09
|  |  |  | 2030-01-05 | 2030-01-05 02:00 | 31.37 | 41.72
|  |  |  | 2030-01-05 | 2030-01-05 03:00 | 31.47 | 41.83
|  |  |  | 2030-01-05 | 2030-01-05 04:00 | 31.58 | 41.1
|  |  |  | 2030-01-05 | 2030-01-05 05:00 | 32.07 | 39.65
|  |  |  | 2030-01-05 | 2030-01-05 06:00 | 32.63 | 37.82
|  |  |  | 2030-01-05 | 2030-01-05 07:00 | 33.46 | 36.49
|  |  |  | 2030-01-05 | 2030-01-05 08:00 | 32.23 | 36.39
|  |  |  | 2030-01-05 | 2030-01-05 09:00 | 30.19 | 35.5
|  |  |  | 2030-01-05 | 2030-01-05 10:00 | 29.2 | 33.92
|  |  |  | 2030-01-05 | 2030-01-05 11:00 | 28.45 | 32.34
|  |  |  | 2030-01-05 | 2030-01-05 12:00 | 27.71 | 28.91
|  |  |  | 2030-01-05 | 2030-01-05 13:00 | 27.55 | 26.83
|  |  |  | 2030-01-05 | 2030-01-05 14:00 | 27.33 | 26.01
|  |  |  | 2030-01-05 | 2030-01-05 15:00 | 28.12 | 26.27
|  |  |  | 2030-01-05 | 2030-01-05 16:00 | 28.73 | 28.38
|  |  |  | 2030-01-05 | 2030-01-05 17:00 | 28.36 | 30.78
|  |  |  | 2030-01-05 | 2030-01-05 18:00 | 28.08 | 32.19
|  |  |  | 2030-01-05 | 2030-01-05 19:00 | 28.34 | 32.94
|  |  |  | 2030-01-05 | 2030-01-05 20:00 | 28.84 | 33.96
|  |  |  | 2030-01-05 | 2030-01-05 21:00 | 28.89 | 34.57
|  |  |  | 2030-01-05 | 2030-01-05 22:00 | 28.9 | 34.81
|  |  |  | 2030-01-05 | 2030-01-05 23:00 | 28.65 | 35.02
|  |  |  | 2030-01-06 | 2030-01-06 | 23.51 | 25.59
|  |  |  | 2030-01-06 | 2030-01-06 01:00 | 23.83 | 26.08
|  |  |  | 2030-01-06 | 2030-01-06 02:00 | 23.75 | 26.56
|  |  |  | 2030-01-06 | 2030-01-06 03:00 | 23.99 | 26.43
|  |  |  | 2030-01-06 | 2030-01-06 04:00 | 24.37 | 25.37
|  |  |  | 2030-01-06 | 2030-01-06 05:00 | 24.96 | 23.62
|  |  |  | 2030-01-06 | 2030-01-06 06:00 | 25.66 | 21.32
|  |  |  | 2030-01-06 | 2030-01-06 07:00 | 26.49 | 20.4
|  |  |  | 2030-01-06 | 2030-01-06 08:00 | 24.72 | 20.76
|  |  |  | 2030-01-06 | 2030-01-06 09:00 | 22.2 | 19.89
|  |  |  | 2030-01-06 | 2030-01-06 10:00 | 20.63 | 18.73
|  |  |  | 2030-01-06 | 2030-01-06 11:00 | 20.07 | 17.75
|  |  |  | 2030-01-06 | 2030-01-06 12:00 | 20.09 | 14.43
|  |  |  | 2030-01-06 | 2030-01-06 13:00 | 20.51 | 13.1
|  |  |  | 2030-01-06 | 2030-01-06 14:00 | 20.97 | 12.96
|  |  |  | 2030-01-06 | 2030-01-06 15:00 | 21.84 | 13.86
|  |  |  | 2030-01-06 | 2030-01-06 16:00 | 21.87 | 16.6
|  |  |  | 2030-01-06 | 2030-01-06 17:00 | 21.38 | 18.43
|  |  |  | 2030-01-06 | 2030-01-06 18:00 | 21.36 | 19.41
|  |  |  | 2030-01-06 | 2030-01-06 19:00 | 21.96 | 20.25
|  |  |  | 2030-01-06 | 2030-01-06 20:00 | 22.13 | 21.3
|  |  |  | 2030-01-06 | 2030-01-06 21:00 | 22.6 | 21.99
|  |  |  | 2030-01-06 | 2030-01-06 22:00 | 22.39 | 22.26
|  |  |  | 2030-01-06 | 2030-01-06 23:00 | 21.38 | 22.48
|  |  |  | 2030-01-07 | 2030-01-07 | 20.25 | 20.92
|  |  |  | 2030-01-07 | 2030-01-07 01:00 | 20.77 | 21.31
|  |  |  | 2030-01-07 | 2030-01-07 02:00 | 20.83 | 21.71
|  |  |  | 2030-01-07 | 2030-01-07 03:00 | 20.89 | 21.58
|  |  |  | 2030-01-07 | 2030-01-07 04:00 | 20.98 | 20.66
|  |  |  | 2030-01-07 | 2030-01-07 05:00 | 21.6 | 19.15
|  |  |  | 2030-01-07 | 2030-01-07 06:00 | 21.86 | 17.16
|  |  |  | 2030-01-07 | 2030-01-07 07:00 | 21.74 | 16.41
|  |  |  | 2030-01-07 | 2030-01-07 08:00 | 20.64 | 16.74
|  |  |  | 2030-01-07 | 2030-01-07 09:00 | 18.92 | 16
|  |  |  | 2030-01-07 | 2030-01-07 10:00 | 17.78 | 15.04
|  |  |  | 2030-01-07 | 2030-01-07 11:00 | 17.39 | 14.24
|  |  |  | 2030-01-07 | 2030-01-07 12:00 | 17.13 | 11.42
|  |  |  | 2030-01-07 | 2030-01-07 13:00 | 17.5 | 10.33
|  |  |  | 2030-01-07 | 2030-01-07 14:00 | 17.93 | 10.25
|  |  |  | 2030-01-07 | 2030-01-07 15:00 | 18.85 | 11.06
|  |  |  | 2030-01-07 | 2030-01-07 16:00 | 19.37 | 13.43
|  |  |  | 2030-01-07 | 2030-01-07 17:00 | 18.86 | 14.96
|  |  |  | 2030-01-07 | 2030-01-07 18:00 | 18.61 | 15.77
|  |  |  | 2030-01-07 | 2030-01-07 19:00 | 19.06 | 16.5
|  |  |  | 2030-01-07 | 2030-01-07 20:00 | 19.49 | 17.39
|  |  |  | 2030-01-07 | 2030-01-07 21:00 | 20.36 | 17.99
|  |  |  | 2030-01-07 | 2030-01-07 22:00 | 20.9 | 18.22
|  |  |  | 2030-01-07 | 2030-01-07 23:00 | 20.93 | 18.4
|  |  |  | 2030-01-08 | 2030-01-08 | 23.71 | 25.3
|  |  |  | 2030-01-08 | 2030-01-08 01:00 | 23.93 | 25.79
|  |  |  | 2030-01-08 | 2030-01-08 02:00 | 23.98 | 26.26
|  |  |  | 2030-01-08 | 2030-01-08 03:00 | 23.85 | 26.12
|  |  |  | 2030-01-08 | 2030-01-08 04:00 | 23.82 | 25.07
|  |  |  | 2030-01-08 | 2030-01-08 05:00 | 24.29 | 23.33
|  |  |  | 2030-01-08 | 2030-01-08 06:00 | 24.81 | 21.03
|  |  |  | 2030-01-08 | 2030-01-08 07:00 | 24.83 | 20.12
|  |  |  | 2030-01-08 | 2030-01-08 08:00 | 23.05 | 20.48
|  |  |  | 2030-01-08 | 2030-01-08 09:00 | 20.83 | 19.62
|  |  |  | 2030-01-08 | 2030-01-08 10:00 | 19.76 | 18.47
|  |  |  | 2030-01-08 | 2030-01-08 11:00 | 19.22 | 17.5
|  |  |  | 2030-01-08 | 2030-01-08 12:00 | 18.86 | 14.2
|  |  |  | 2030-01-08 | 2030-01-08 13:00 | 19.3 | 12.88
|  |  |  | 2030-01-08 | 2030-01-08 14:00 | 19.75 | 12.75
|  |  |  | 2030-01-08 | 2030-01-08 15:00 | 20.77 | 13.65
|  |  |  | 2030-01-08 | 2030-01-08 16:00 | 21.37 | 16.38
|  |  |  | 2030-01-08 | 2030-01-08 17:00 | 20.96 | 18.2
|  |  |  | 2030-01-08 | 2030-01-08 18:00 | 20.96 | 19.17
|  |  |  | 2030-01-08 | 2030-01-08 19:00 | 21.66 | 20.01
|  |  |  | 2030-01-08 | 2030-01-08 20:00 | 22.13 | 21.05
|  |  |  | 2030-01-08 | 2030-01-08 21:00 | 23.04 | 21.74
|  |  |  | 2030-01-08 | 2030-01-08 22:00 | 23.49 | 22.01
|  |  |  | 2030-01-08 | 2030-01-08 23:00 | 22.44 | 22.23
|  |  |  | 2030-01-09 | 2030-01-09 | 29.97 | 37.84
|  |  |  | 2030-01-09 | 2030-01-09 01:00 | 30.09 | 38.56
|  |  |  | 2030-01-09 | 2030-01-09 02:00 | 29.83 | 39.16
|  |  |  | 2030-01-09 | 2030-01-09 03:00 | 30.1 | 39.22
|  |  |  | 2030-01-09 | 2030-01-09 04:00 | 30.2 | 38.42
|  |  |  | 2030-01-09 | 2030-01-09 05:00 | 30.72 | 36.88
|  |  |  | 2030-01-09 | 2030-01-09 06:00 | 31.2 | 34.93
|  |  |  | 2030-01-09 | 2030-01-09 07:00 | 31.27 | 33.67
|  |  |  | 2030-01-09 | 2030-01-09 08:00 | 29.53 | 33.66
|  |  |  | 2030-01-09 | 2030-01-09 09:00 | 27.91 | 32.76
|  |  |  | 2030-01-09 | 2030-01-09 10:00 | 27.05 | 31.24
|  |  |  | 2030-01-09 | 2030-01-09 11:00 | 26.26 | 29.77
|  |  |  | 2030-01-09 | 2030-01-09 12:00 | 25.93 | 26.31
|  |  |  | 2030-01-09 | 2030-01-09 13:00 | 25.72 | 24.36
|  |  |  | 2030-01-09 | 2030-01-09 14:00 | 26.11 | 23.66
|  |  |  | 2030-01-09 | 2030-01-09 15:00 | 27.19 | 24.06
|  |  |  | 2030-01-09 | 2030-01-09 16:00 | 28.31 | 26.33
|  |  |  | 2030-01-09 | 2030-01-09 17:00 | 27.86 | 28.65
|  |  |  | 2030-01-09 | 2030-01-09 18:00 | 27.22 | 29.99
|  |  |  | 2030-01-09 | 2030-01-09 19:00 | 27.62 | 30.77
|  |  |  | 2030-01-09 | 2030-01-09 20:00 | 27.74 | 31.81
|  |  |  | 2030-01-09 | 2030-01-09 21:00 | 28.66 | 32.44
|  |  |  | 2030-01-09 | 2030-01-09 22:00 | 28.59 | 32.69
|  |  |  | 2030-01-09 | 2030-01-09 23:00 | 27.21 | 32.91
|  |  |  | 2030-01-10 | 2030-01-10 | 25.64 | 29.02
|  |  |  | 2030-01-10 | 2030-01-10 01:00 | 25.57 | 29.58
|  |  |  | 2030-01-10 | 2030-01-10 02:00 | 25.52 | 30.1
|  |  |  | 2030-01-10 | 2030-01-10 03:00 | 25.44 | 30
|  |  |  | 2030-01-10 | 2030-01-10 04:00 | 25.74 | 28.96
|  |  |  | 2030-01-10 | 2030-01-10 05:00 | 26.22 | 27.19
|  |  |  | 2030-01-10 | 2030-01-10 06:00 | 26.75 | 24.87
|  |  |  | 2030-01-10 | 2030-01-10 07:00 | 27.36 | 23.84
|  |  |  | 2030-01-10 | 2030-01-10 08:00 | 25.68 | 24.14
|  |  |  | 2030-01-10 | 2030-01-10 09:00 | 24.05 | 23.23
|  |  |  | 2030-01-10 | 2030-01-10 10:00 | 23.52 | 21.96
|  |  |  | 2030-01-10 | 2030-01-10 11:00 | 23.03 | 20.85
|  |  |  | 2030-01-10 | 2030-01-10 12:00 | 22.62 | 17.38
|  |  |  | 2030-01-10 | 2030-01-10 13:00 | 22.81 | 15.87
|  |  |  | 2030-01-10 | 2030-01-10 14:00 | 23.3 | 15.61
|  |  |  | 2030-01-10 | 2030-01-10 15:00 | 24.57 | 16.44
|  |  |  | 2030-01-10 | 2030-01-10 16:00 | 24.95 | 19.18
|  |  |  | 2030-01-10 | 2030-01-10 17:00 | 24.63 | 21.18
|  |  |  | 2030-01-10 | 2030-01-10 18:00 | 24.37 | 22.27
|  |  |  | 2030-01-10 | 2030-01-10 19:00 | 24.99 | 23.13
|  |  |  | 2030-01-10 | 2030-01-10 20:00 | 25.28 | 24.21
|  |  |  | 2030-01-10 | 2030-01-10 21:00 | 25.93 | 24.92
|  |  |  | 2030-01-10 | 2030-01-10 22:00 | 25.82 | 25.2
|  |  |  | 2030-01-10 | 2030-01-10 23:00 | 24.47 | 25.43
|  |  |  | 2030-01-11 | 2030-01-11 | 24.81 | 27
|  |  |  | 2030-01-11 | 2030-01-11 01:00 | 25.02 | 27.52
|  |  |  | 2030-01-11 | 2030-01-11 02:00 | 25.1 | 28.02
|  |  |  | 2030-01-11 | 2030-01-11 03:00 | 25.18 | 27.89
|  |  |  | 2030-01-11 | 2030-01-11 04:00 | 25.33 | 26.83
|  |  |  | 2030-01-11 | 2030-01-11 05:00 | 25.98 | 25.06
|  |  |  | 2030-01-11 | 2030-01-11 06:00 | 26.54 | 22.72
|  |  |  | 2030-01-11 | 2030-01-11 07:00 | 26.73 | 21.76
|  |  |  | 2030-01-11 | 2030-01-11 08:00 | 25.06 | 22.1
|  |  |  | 2030-01-11 | 2030-01-11 09:00 | 22.94 | 21.21
|  |  |  | 2030-01-11 | 2030-01-11 10:00 | 21.65 | 20
|  |  |  | 2030-01-11 | 2030-01-11 11:00 | 20.84 | 18.97
|  |  |  | 2030-01-11 | 2030-01-11 12:00 | 20.35 | 15.57
|  |  |  | 2030-01-11 | 2030-01-11 13:00 | 20.64 | 14.16
|  |  |  | 2030-01-11 | 2030-01-11 14:00 | 21.01 | 13.98
|  |  |  | 2030-01-11 | 2030-01-11 15:00 | 22.21 | 14.86
|  |  |  | 2030-01-11 | 2030-01-11 16:00 | 23.02 | 17.63
|  |  |  | 2030-01-11 | 2030-01-11 17:00 | 22.77 | 19.54
|  |  |  | 2030-01-11 | 2030-01-11 18:00 | 22.29 | 20.56
|  |  |  | 2030-01-11 | 2030-01-11 19:00 | 22.98 | 21.42
|  |  |  | 2030-01-11 | 2030-01-11 20:00 | 23.7 | 22.49
|  |  |  | 2030-01-11 | 2030-01-11 21:00 | 24.86 | 23.19
|  |  |  | 2030-01-11 | 2030-01-11 22:00 | 24.84 | 23.47
|  |  |  | 2030-01-11 | 2030-01-11 23:00 | 24.97 | 23.7
|  |  |  | 2030-01-12 | 2030-01-12 | 35.22 | 49.58
|  |  |  | 2030-01-12 | 2030-01-12 01:00 | 35.48 | 50.5
|  |  |  | 2030-01-12 | 2030-01-12 02:00 | 35.53 | 51.2
|  |  |  | 2030-01-12 | 2030-01-12 03:00 | 35.73 | 51.5
|  |  |  | 2030-01-12 | 2030-01-12 04:00 | 35.84 | 51.07
|  |  |  | 2030-01-12 | 2030-01-12 05:00 | 36.36 | 49.91
|  |  |  | 2030-01-12 | 2030-01-12 06:00 | 36.95 | 48.55
|  |  |  | 2030-01-12 | 2030-01-12 07:00 | 37.82 | 46.99
|  |  |  | 2030-01-12 | 2030-01-12 08:00 | 36.45 | 46.53
|  |  |  | 2030-01-12 | 2030-01-12 09:00 | 34.28 | 45.66
|  |  |  | 2030-01-12 | 2030-01-12 10:00 | 33.29 | 43.85
|  |  |  | 2030-01-12 | 2030-01-12 11:00 | 32.38 | 41.89
|  |  |  | 2030-01-12 | 2030-01-12 12:00 | 31.45 | 38.56
|  |  |  | 2030-01-12 | 2030-01-12 13:00 | 31.16 | 36.01
|  |  |  | 2030-01-12 | 2030-01-12 14:00 | 30.73 | 34.7
|  |  |  | 2030-01-12 | 2030-01-12 15:00 | 31.44 | 34.45
|  |  |  | 2030-01-12 | 2030-01-12 16:00 | 32.08 | 35.97
|  |  |  | 2030-01-12 | 2030-01-12 17:00 | 31.73 | 38.69
|  |  |  | 2030-01-12 | 2030-01-12 18:00 | 31.4 | 40.36
|  |  |  | 2030-01-12 | 2030-01-12 19:00 | 31.54 | 40.99
|  |  |  | 2030-01-12 | 2030-01-12 20:00 | 32.04 | 41.95
|  |  |  | 2030-01-12 | 2030-01-12 21:00 | 32 | 42.45
|  |  |  | 2030-01-12 | 2030-01-12 22:00 | 31.97 | 42.65
|  |  |  | 2030-01-12 | 2030-01-12 23:00 | 31.63 | 42.85
|  |  |  | 2030-01-13 | 2030-01-13 | 31.39 | 42.83
|  |  |  | 2030-01-13 | 2030-01-13 01:00 | 31.85 | 43.63
|  |  |  | 2030-01-13 | 2030-01-13 02:00 | 31.83 | 44.28
|  |  |  | 2030-01-13 | 2030-01-13 03:00 | 32.26 | 44.44
|  |  |  | 2030-01-13 | 2030-01-13 04:00 | 32.63 | 43.79
|  |  |  | 2030-01-13 | 2030-01-13 05:00 | 33.29 | 42.42
|  |  |  | 2030-01-13 | 2030-01-13 06:00 | 34.06 | 40.71
|  |  |  | 2030-01-13 | 2030-01-13 07:00 | 34.95 | 39.32
|  |  |  | 2030-01-13 | 2030-01-13 08:00 | 32.92 | 39.12
|  |  |  | 2030-01-13 | 2030-01-13 09:00 | 30.15 | 38.24
|  |  |  | 2030-01-13 | 2030-01-13 10:00 | 28.56 | 36.59
|  |  |  | 2030-01-13 | 2030-01-13 11:00 | 27.69 | 34.92
|  |  |  | 2030-01-13 | 2030-01-13 12:00 | 27.36 | 31.51
|  |  |  | 2030-01-13 | 2030-01-13 13:00 | 27.52 | 29.3
|  |  |  | 2030-01-13 | 2030-01-13 14:00 | 27.58 | 28.35
|  |  |  | 2030-01-13 | 2030-01-13 15:00 | 28.28 | 28.47
|  |  |  | 2030-01-13 | 2030-01-13 16:00 | 28.38 | 30.42
|  |  |  | 2030-01-13 | 2030-01-13 17:00 | 27.91 | 32.91
|  |  |  | 2030-01-13 | 2030-01-13 18:00 | 27.81 | 34.4
|  |  |  | 2030-01-13 | 2030-01-13 19:00 | 28.17 | 35.11
|  |  |  | 2030-01-13 | 2030-01-13 20:00 | 28.33 | 36.12
|  |  |  | 2030-01-13 | 2030-01-13 21:00 | 28.65 | 36.69
|  |  |  | 2030-01-13 | 2030-01-13 22:00 | 28.33 | 36.92
|  |  |  | 2030-01-13 | 2030-01-13 23:00 | 27.15 | 37.13
|  |  |  | 2030-01-14 | 2030-01-14 | 23.56 | 26.78
|  |  |  | 2030-01-14 | 2030-01-14 01:00 | 24.14 | 27.3
|  |  |  | 2030-01-14 | 2030-01-14 02:00 | 24.22 | 27.79
|  |  |  | 2030-01-14 | 2030-01-14 03:00 | 24.37 | 27.67
|  |  |  | 2030-01-14 | 2030-01-14 04:00 | 24.46 | 26.61
|  |  |  | 2030-01-14 | 2030-01-14 05:00 | 25.1 | 24.84
|  |  |  | 2030-01-14 | 2030-01-14 06:00 | 25.39 | 22.51
|  |  |  | 2030-01-14 | 2030-01-14 07:00 | 25.3 | 21.55
|  |  |  | 2030-01-14 | 2030-01-14 08:00 | 24.09 | 21.89
|  |  |  | 2030-01-14 | 2030-01-14 09:00 | 22.26 | 21.01
|  |  |  | 2030-01-14 | 2030-01-14 10:00 | 21.11 | 19.8
|  |  |  | 2030-01-14 | 2030-01-14 11:00 | 20.6 | 18.78
|  |  |  | 2030-01-14 | 2030-01-14 12:00 | 20.19 | 15.39
|  |  |  | 2030-01-14 | 2030-01-14 13:00 | 20.45 | 14
|  |  |  | 2030-01-14 | 2030-01-14 14:00 | 20.71 | 13.82
|  |  |  | 2030-01-14 | 2030-01-14 15:00 | 21.56 | 14.71
|  |  |  | 2030-01-14 | 2030-01-14 16:00 | 22.1 | 17.47
|  |  |  | 2030-01-14 | 2030-01-14 17:00 | 21.6 | 19.37
|  |  |  | 2030-01-14 | 2030-01-14 18:00 | 21.32 | 20.38
|  |  |  | 2030-01-14 | 2030-01-14 19:00 | 21.67 | 21.24
|  |  |  | 2030-01-14 | 2030-01-14 20:00 | 22.1 | 22.31
|  |  |  | 2030-01-14 | 2030-01-14 21:00 | 22.9 | 23.01
|  |  |  | 2030-01-14 | 2030-01-14 22:00 | 23.4 | 23.28
|  |  |  | 2030-01-14 | 2030-01-14 23:00 | 23.36 | 23.51
|  |  |  | 2030-01-15 | 2030-01-15 | 25.25 | 28.33
|  |  |  | 2030-01-15 | 2030-01-15 01:00 | 25.5 | 28.87
|  |  |  | 2030-01-15 | 2030-01-15 02:00 | 25.56 | 29.38
|  |  |  | 2030-01-15 | 2030-01-15 03:00 | 25.47 | 29.27
|  |  |  | 2030-01-15 | 2030-01-15 04:00 | 25.43 | 28.22
|  |  |  | 2030-01-15 | 2030-01-15 05:00 | 25.91 | 26.45
|  |  |  | 2030-01-15 | 2030-01-15 06:00 | 26.45 | 24.12
|  |  |  | 2030-01-15 | 2030-01-15 07:00 | 26.49 | 23.11
|  |  |  | 2030-01-15 | 2030-01-15 08:00 | 24.65 | 23.43
|  |  |  | 2030-01-15 | 2030-01-15 09:00 | 22.39 | 22.53
|  |  |  | 2030-01-15 | 2030-01-15 10:00 | 21.31 | 21.27
|  |  |  | 2030-01-15 | 2030-01-15 11:00 | 20.71 | 20.19
|  |  |  | 2030-01-15 | 2030-01-15 12:00 | 20.28 | 16.74
|  |  |  | 2030-01-15 | 2030-01-15 13:00 | 20.67 | 15.26
|  |  |  | 2030-01-15 | 2030-01-15 14:00 | 21.04 | 15.04
|  |  |  | 2030-01-15 | 2030-01-15 15:00 | 22.03 | 15.89
|  |  |  | 2030-01-15 | 2030-01-15 16:00 | 22.64 | 18.64
|  |  |  | 2030-01-15 | 2030-01-15 17:00 | 22.24 | 20.61
|  |  |  | 2030-01-15 | 2030-01-15 18:00 | 22.22 | 21.68
|  |  |  | 2030-01-15 | 2030-01-15 19:00 | 22.87 | 22.54
|  |  |  | 2030-01-15 | 2030-01-15 20:00 | 23.34 | 23.62
|  |  |  | 2030-01-15 | 2030-01-15 21:00 | 24.22 | 24.32
|  |  |  | 2030-01-15 | 2030-01-15 22:00 | 24.66 | 24.6
|  |  |  | 2030-01-15 | 2030-01-15 23:00 | 23.57 | 24.83
|  |  |  | 2030-01-16 | 2030-01-16 | 36.26 | 52.16
|  |  |  | 2030-01-16 | 2030-01-16 01:00 | 36.48 | 53.14
|  |  |  | 2030-01-16 | 2030-01-16 02:00 | 36.28 | 53.86
|  |  |  | 2030-01-16 | 2030-01-16 03:00 | 36.7 | 54.21
|  |  |  | 2030-01-16 | 2030-01-16 04:00 | 36.8 | 53.85
|  |  |  | 2030-01-16 | 2030-01-16 05:00 | 37.37 | 52.79
|  |  |  | 2030-01-16 | 2030-01-16 06:00 | 37.9 | 51.56
|  |  |  | 2030-01-16 | 2030-01-16 07:00 | 38.02 | 49.93
|  |  |  | 2030-01-16 | 2030-01-16 08:00 | 36.07 | 49.37
|  |  |  | 2030-01-16 | 2030-01-16 09:00 | 34.25 | 48.51
|  |  |  | 2030-01-16 | 2030-01-16 10:00 | 33.38 | 46.63
|  |  |  | 2030-01-16 | 2030-01-16 11:00 | 32.35 | 44.57
|  |  |  | 2030-01-16 | 2030-01-16 12:00 | 31.73 | 41.26
|  |  |  | 2030-01-16 | 2030-01-16 13:00 | 31.32 | 38.57
|  |  |  | 2030-01-16 | 2030-01-16 14:00 | 31.38 | 37.13
|  |  |  | 2030-01-16 | 2030-01-16 15:00 | 32.33 | 36.74
|  |  |  | 2030-01-16 | 2030-01-16 16:00 | 33.5 | 38.09
|  |  |  | 2030-01-16 | 2030-01-16 17:00 | 33.07 | 40.9
|  |  |  | 2030-01-16 | 2030-01-16 18:00 | 32.37 | 42.65
|  |  |  | 2030-01-16 | 2030-01-16 19:00 | 32.58 | 43.24
|  |  |  | 2030-01-16 | 2030-01-16 20:00 | 32.68 | 44.18
|  |  |  | 2030-01-16 | 2030-01-16 21:00 | 33.48 | 44.66
|  |  |  | 2030-01-16 | 2030-01-16 22:00 | 33.34 | 44.84
|  |  |  | 2030-01-16 | 2030-01-16 23:00 | 31.82 | 45.04
|  |  |  | 2030-01-17 | 2030-01-17 | 38.42 | 57.91
|  |  |  | 2030-01-17 | 2030-01-17 01:00 | 38.57 | 58.99
|  |  |  | 2030-01-17 | 2030-01-17 02:00 | 38.62 | 59.76
|  |  |  | 2030-01-17 | 2030-01-17 03:00 | 38.85 | 60.22
|  |  |  | 2030-01-17 | 2030-01-17 04:00 | 39.14 | 60.05
|  |  |  | 2030-01-17 | 2030-01-17 05:00 | 39.72 | 59.17
|  |  |  | 2030-01-17 | 2030-01-17 06:00 | 40.37 | 58.23
|  |  |  | 2030-01-17 | 2030-01-17 07:00 | 41.09 | 56.45
|  |  |  | 2030-01-17 | 2030-01-17 08:00 | 38.97 | 55.68
|  |  |  | 2030-01-17 | 2030-01-17 09:00 | 36.94 | 54.83
|  |  |  | 2030-01-17 | 2030-01-17 10:00 | 36.38 | 52.8
|  |  |  | 2030-01-17 | 2030-01-17 11:00 | 35.39 | 50.5
|  |  |  | 2030-01-17 | 2030-01-17 12:00 | 34.41 | 47.25
|  |  |  | 2030-01-17 | 2030-01-17 13:00 | 34.18 | 44.28
|  |  |  | 2030-01-17 | 2030-01-17 14:00 | 34.02 | 42.54
|  |  |  | 2030-01-17 | 2030-01-17 15:00 | 35.03 | 41.83
|  |  |  | 2030-01-17 | 2030-01-17 16:00 | 35.5 | 42.81
|  |  |  | 2030-01-17 | 2030-01-17 17:00 | 35.22 | 45.82
|  |  |  | 2030-01-17 | 2030-01-17 18:00 | 34.82 | 47.73
|  |  |  | 2030-01-17 | 2030-01-17 19:00 | 35.07 | 48.25
|  |  |  | 2030-01-17 | 2030-01-17 20:00 | 35.33 | 49.14
|  |  |  | 2030-01-17 | 2030-01-17 21:00 | 35.73 | 49.56
|  |  |  | 2030-01-17 | 2030-01-17 22:00 | 35.46 | 49.72
|  |  |  | 2030-01-17 | 2030-01-17 23:00 | 33.84 | 49.91
|  |  |  | 2030-01-18 | 2030-01-18 | 26.63 | 30.82
|  |  |  | 2030-01-18 | 2030-01-18 01:00 | 26.87 | 31.41
|  |  |  | 2030-01-18 | 2030-01-18 02:00 | 26.96 | 31.95
|  |  |  | 2030-01-18 | 2030-01-18 03:00 | 27.09 | 31.88
|  |  |  | 2030-01-18 | 2030-01-18 04:00 | 27.24 | 30.88
|  |  |  | 2030-01-18 | 2030-01-18 05:00 | 27.91 | 29.14
|  |  |  | 2030-01-18 | 2030-01-18 06:00 | 28.48 | 26.88
|  |  |  | 2030-01-18 | 2030-01-18 07:00 | 28.69 | 25.8
|  |  |  | 2030-01-18 | 2030-01-18 08:00 | 26.95 | 26.05
|  |  |  | 2030-01-18 | 2030-01-18 09:00 | 24.77 | 25.14
|  |  |  | 2030-01-18 | 2030-01-18 10:00 | 23.48 | 23.81
|  |  |  | 2030-01-18 | 2030-01-18 11:00 | 22.6 | 22.62
|  |  |  | 2030-01-18 | 2030-01-18 12:00 | 22.03 | 19.14
|  |  |  | 2030-01-18 | 2030-01-18 13:00 | 22.26 | 17.54
|  |  |  | 2030-01-18 | 2030-01-18 14:00 | 22.54 | 17.2
|  |  |  | 2030-01-18 | 2030-01-18 15:00 | 23.7 | 17.95
|  |  |  | 2030-01-18 | 2030-01-18 16:00 | 24.52 | 20.62
|  |  |  | 2030-01-18 | 2030-01-18 17:00 | 24.27 | 22.69
|  |  |  | 2030-01-18 | 2030-01-18 18:00 | 23.78 | 23.83
|  |  |  | 2030-01-18 | 2030-01-18 19:00 | 24.42 | 24.68
|  |  |  | 2030-01-18 | 2030-01-18 20:00 | 25.13 | 25.76
|  |  |  | 2030-01-18 | 2030-01-18 21:00 | 26.25 | 26.45
|  |  |  | 2030-01-18 | 2030-01-18 22:00 | 26.22 | 26.73
|  |  |  | 2030-01-18 | 2030-01-18 23:00 | 26.3 | 26.96
|  |  |  | 2030-01-19 | 2030-01-19 | 27.28 | 31.6
|  |  |  | 2030-01-19 | 2030-01-19 01:00 | 27.41 | 32.2
|  |  |  | 2030-01-19 | 2030-01-19 02:00 | 27.4 | 32.75
|  |  |  | 2030-01-19 | 2030-01-19 03:00 | 27.41 | 32.69
|  |  |  | 2030-01-19 | 2030-01-19 04:00 | 27.52 | 31.71
|  |  |  | 2030-01-19 | 2030-01-19 05:00 | 27.98 | 29.99
|  |  |  | 2030-01-19 | 2030-01-19 06:00 | 28.5 | 27.75
|  |  |  | 2030-01-19 | 2030-01-19 07:00 | 29.3 | 26.66
|  |  |  | 2030-01-19 | 2030-01-19 08:00 | 28.2 | 26.87
|  |  |  | 2030-01-19 | 2030-01-19 09:00 | 26.28 | 25.96
|  |  |  | 2030-01-19 | 2030-01-19 10:00 | 25.3 | 24.62
|  |  |  | 2030-01-19 | 2030-01-19 11:00 | 24.7 | 23.4
|  |  |  | 2030-01-19 | 2030-01-19 12:00 | 24.13 | 19.91
|  |  |  | 2030-01-19 | 2030-01-19 13:00 | 24.11 | 18.27
|  |  |  | 2030-01-19 | 2030-01-19 14:00 | 24.08 | 17.9
|  |  |  | 2030-01-19 | 2030-01-19 15:00 | 24.95 | 18.61
|  |  |  | 2030-01-19 | 2030-01-19 16:00 | 25.54 | 21.24
|  |  |  | 2030-01-19 | 2030-01-19 17:00 | 25.15 | 23.34
|  |  |  | 2030-01-19 | 2030-01-19 18:00 | 24.91 | 24.51
|  |  |  | 2030-01-19 | 2030-01-19 19:00 | 25.29 | 25.35
|  |  |  | 2030-01-19 | 2030-01-19 20:00 | 25.8 | 26.43
|  |  |  | 2030-01-19 | 2030-01-19 21:00 | 25.91 | 27.12
|  |  |  | 2030-01-19 | 2030-01-19 22:00 | 25.98 | 27.39
|  |  |  | 2030-01-19 | 2030-01-19 23:00 | 25.81 | 27.62
|  |  |  | 2030-01-20 | 2030-01-20 | 29.42 | 38.36
|  |  |  | 2030-01-20 | 2030-01-20 01:00 | 29.85 | 39.08
|  |  |  | 2030-01-20 | 2030-01-20 02:00 | 29.82 | 39.69
|  |  |  | 2030-01-20 | 2030-01-20 03:00 | 30.2 | 39.76
|  |  |  | 2030-01-20 | 2030-01-20 04:00 | 30.57 | 38.97
|  |  |  | 2030-01-20 | 2030-01-20 05:00 | 31.21 | 37.45
|  |  |  | 2030-01-20 | 2030-01-20 06:00 | 31.96 | 35.52
|  |  |  | 2030-01-20 | 2030-01-20 07:00 | 32.84 | 34.25
|  |  |  | 2030-01-20 | 2030-01-20 08:00 | 30.88 | 34.22
|  |  |  | 2030-01-20 | 2030-01-20 09:00 | 28.17 | 33.32
|  |  |  | 2030-01-20 | 2030-01-20 10:00 | 26.59 | 31.79
|  |  |  | 2030-01-20 | 2030-01-20 11:00 | 25.79 | 30.3
|  |  |  | 2030-01-20 | 2030-01-20 12:00 | 25.55 | 26.84
|  |  |  | 2030-01-20 | 2030-01-20 13:00 | 25.77 | 24.86
|  |  |  | 2030-01-20 | 2030-01-20 14:00 | 25.93 | 24.14
|  |  |  | 2030-01-20 | 2030-01-20 15:00 | 26.68 | 24.51
|  |  |  | 2030-01-20 | 2030-01-20 16:00 | 26.76 | 26.75
|  |  |  | 2030-01-20 | 2030-01-20 17:00 | 26.28 | 29.09
|  |  |  | 2030-01-20 | 2030-01-20 18:00 | 26.2 | 30.45
|  |  |  | 2030-01-20 | 2030-01-20 19:00 | 26.62 | 31.21
|  |  |  | 2030-01-20 | 2030-01-20 20:00 | 26.79 | 32.26
|  |  |  | 2030-01-20 | 2030-01-20 21:00 | 27.14 | 32.88
|  |  |  | 2030-01-20 | 2030-01-20 22:00 | 26.85 | 33.13
|  |  |  | 2030-01-20 | 2030-01-20 23:00 | 25.72 | 33.35
|  |  |  | 2030-01-21 | 2030-01-21 | 24.52 | 28.74
|  |  |  | 2030-01-21 | 2030-01-21 01:00 | 25.13 | 29.28
|  |  |  | 2030-01-21 | 2030-01-21 02:00 | 25.21 | 29.81
|  |  |  | 2030-01-21 | 2030-01-21 03:00 | 25.38 | 29.7
|  |  |  | 2030-01-21 | 2030-01-21 04:00 | 25.47 | 28.66
|  |  |  | 2030-01-21 | 2030-01-21 05:00 | 26.12 | 26.88
|  |  |  | 2030-01-21 | 2030-01-21 06:00 | 26.42 | 24.56
|  |  |  | 2030-01-21 | 2030-01-21 07:00 | 26.34 | 23.54
|  |  |  | 2030-01-21 | 2030-01-21 08:00 | 25.09 | 23.85
|  |  |  | 2030-01-21 | 2030-01-21 09:00 | 23.24 | 22.94
|  |  |  | 2030-01-21 | 2030-01-21 10:00 | 22.09 | 21.67
|  |  |  | 2030-01-21 | 2030-01-21 11:00 | 21.53 | 20.57
|  |  |  | 2030-01-21 | 2030-01-21 12:00 | 21.08 | 17.11
|  |  |  | 2030-01-21 | 2030-01-21 13:00 | 21.31 | 15.62
|  |  |  | 2030-01-21 | 2030-01-21 14:00 | 21.52 | 15.37
|  |  |  | 2030-01-21 | 2030-01-21 15:00 | 22.35 | 16.22
|  |  |  | 2030-01-21 | 2030-01-21 16:00 | 22.9 | 18.97
|  |  |  | 2030-01-21 | 2030-01-21 17:00 | 22.4 | 20.95
|  |  |  | 2030-01-21 | 2030-01-21 18:00 | 22.11 | 22.03
|  |  |  | 2030-01-21 | 2030-01-21 19:00 | 22.44 | 22.89
|  |  |  | 2030-01-21 | 2030-01-21 20:00 | 22.86 | 23.97
|  |  |  | 2030-01-21 | 2030-01-21 21:00 | 23.64 | 24.68
|  |  |  | 2030-01-21 | 2030-01-21 22:00 | 24.13 | 24.96
|  |  |  | 2030-01-21 | 2030-01-21 23:00 | 24.07 | 25.18
|  |  |  | 2030-01-22 | 2030-01-22 | 37.12 | 55.06
|  |  |  | 2030-01-22 | 2030-01-22 01:00 | 37.57 | 56.09
|  |  |  | 2030-01-22 | 2030-01-22 02:00 | 37.72 | 56.83
|  |  |  | 2030-01-22 | 2030-01-22 03:00 | 37.92 | 57.24
|  |  |  | 2030-01-22 | 2030-01-22 04:00 | 37.87 | 56.98
|  |  |  | 2030-01-22 | 2030-01-22 05:00 | 38.45 | 56
|  |  |  | 2030-01-22 | 2030-01-22 06:00 | 39.09 | 54.92
|  |  |  | 2030-01-22 | 2030-01-22 07:00 | 39.23 | 53.22
|  |  |  | 2030-01-22 | 2030-01-22 08:00 | 36.99 | 52.55
|  |  |  | 2030-01-22 | 2030-01-22 09:00 | 34.35 | 51.69
|  |  |  | 2030-01-22 | 2030-01-22 10:00 | 33.25 | 49.74
|  |  |  | 2030-01-22 | 2030-01-22 11:00 | 32.19 | 47.56
|  |  |  | 2030-01-22 | 2030-01-22 12:00 | 31.23 | 44.28
|  |  |  | 2030-01-22 | 2030-01-22 13:00 | 31.23 | 41.45
|  |  |  | 2030-01-22 | 2030-01-22 14:00 | 30.99 | 39.86
|  |  |  | 2030-01-22 | 2030-01-22 15:00 | 31.73 | 39.31
|  |  |  | 2030-01-22 | 2030-01-22 16:00 | 32.43 | 40.47
|  |  |  | 2030-01-22 | 2030-01-22 17:00 | 32.07 | 43.38
|  |  |  | 2030-01-22 | 2030-01-22 18:00 | 31.92 | 45.21
|  |  |  | 2030-01-22 | 2030-01-22 19:00 | 32.23 | 45.76
|  |  |  | 2030-01-22 | 2030-01-22 20:00 | 32.67 | 46.68
|  |  |  | 2030-01-22 | 2030-01-22 21:00 | 33.32 | 47.12
|  |  |  | 2030-01-22 | 2030-01-22 22:00 | 33.61 | 47.3
|  |  |  | 2030-01-22 | 2030-01-22 23:00 | 32.26 | 47.49
|  |  |  | 2030-01-23 | 2030-01-23 | 40.95 | 62.85
|  |  |  | 2030-01-23 | 2030-01-23 01:00 | 41.26 | 64.02
|  |  |  | 2030-01-23 | 2030-01-23 02:00 | 41.09 | 64.83
|  |  |  | 2030-01-23 | 2030-01-23 03:00 | 41.62 | 65.39
|  |  |  | 2030-01-23 | 2030-01-23 04:00 | 41.72 | 65.37
|  |  |  | 2030-01-23 | 2030-01-23 05:00 | 42.33 | 64.66
|  |  |  | 2030-01-23 | 2030-01-23 06:00 | 42.9 | 63.96
|  |  |  | 2030-01-23 | 2030-01-23 07:00 | 43.07 | 62.06
|  |  |  | 2030-01-23 | 2030-01-23 08:00 | 40.95 | 61.1
|  |  |  | 2030-01-23 | 2030-01-23 09:00 | 38.98 | 60.26
|  |  |  | 2030-01-23 | 2030-01-23 10:00 | 38.1 | 58.11
|  |  |  | 2030-01-23 | 2030-01-23 11:00 | 36.89 | 55.61
|  |  |  | 2030-01-23 | 2030-01-23 12:00 | 36.06 | 52.41
|  |  |  | 2030-01-23 | 2030-01-23 13:00 | 35.49 | 49.18
|  |  |  | 2030-01-23 | 2030-01-23 14:00 | 35.32 | 47.18
|  |  |  | 2030-01-23 | 2030-01-23 15:00 | 36.17 | 46.21
|  |  |  | 2030-01-23 | 2030-01-23 16:00 | 37.38 | 46.86
|  |  |  | 2030-01-23 | 2030-01-23 17:00 | 36.96 | 50.04
|  |  |  | 2030-01-23 | 2030-01-23 18:00 | 36.2 | 52.09
|  |  |  | 2030-01-23 | 2030-01-23 19:00 | 36.28 | 52.55
|  |  |  | 2030-01-23 | 2030-01-23 20:00 | 36.37 | 53.41
|  |  |  | 2030-01-23 | 2030-01-23 21:00 | 37.08 | 53.77
|  |  |  | 2030-01-23 | 2030-01-23 22:00 | 36.88 | 53.91
|  |  |  | 2030-01-23 | 2030-01-23 23:00 | 35.26 | 54.09
|  |  |  | 2030-01-24 | 2030-01-24 | 31.52 | 42.21
|  |  |  | 2030-01-24 | 2030-01-24 01:00 | 31.55 | 43
|  |  |  | 2030-01-24 | 2030-01-24 02:00 | 31.55 | 43.64
|  |  |  | 2030-01-24 | 2030-01-24 03:00 | 31.62 | 43.79
|  |  |  | 2030-01-24 | 2030-01-24 04:00 | 31.9 | 43.12
|  |  |  | 2030-01-24 | 2030-01-24 05:00 | 32.44 | 41.72
|  |  |  | 2030-01-24 | 2030-01-24 06:00 | 33.02 | 39.99
|  |  |  | 2030-01-24 | 2030-01-24 07:00 | 33.68 | 38.62
|  |  |  | 2030-01-24 | 2030-01-24 08:00 | 31.8 | 38.44
|  |  |  | 2030-01-24 | 2030-01-24 09:00 | 29.98 | 37.55
|  |  |  | 2030-01-24 | 2030-01-24 10:00 | 29.44 | 35.93
|  |  |  | 2030-01-24 | 2030-01-24 11:00 | 28.72 | 34.28
|  |  |  | 2030-01-24 | 2030-01-24 12:00 | 28.05 | 30.86
|  |  |  | 2030-01-24 | 2030-01-24 13:00 | 28.05 | 28.68
|  |  |  | 2030-01-24 | 2030-01-24 14:00 | 28.23 | 27.77
|  |  |  | 2030-01-24 | 2030-01-24 15:00 | 29.39 | 27.92
|  |  |  | 2030-01-24 | 2030-01-24 16:00 | 29.81 | 29.91
|  |  |  | 2030-01-24 | 2030-01-24 17:00 | 29.5 | 32.38
|  |  |  | 2030-01-24 | 2030-01-24 18:00 | 29.18 | 33.85
|  |  |  | 2030-01-24 | 2030-01-24 19:00 | 29.63 | 34.57
|  |  |  | 2030-01-24 | 2030-01-24 20:00 | 29.91 | 35.58
|  |  |  | 2030-01-24 | 2030-01-24 21:00 | 30.44 | 36.16
|  |  |  | 2030-01-24 | 2030-01-24 22:00 | 30.26 | 36.39
|  |  |  | 2030-01-24 | 2030-01-24 23:00 | 28.79 | 36.61
|  |  |  | 2030-01-25 | 2030-01-25 | 30.65 | 39.84
|  |  |  | 2030-01-25 | 2030-01-25 01:00 | 30.95 | 40.6
|  |  |  | 2030-01-25 | 2030-01-25 02:00 | 31.08 | 41.22
|  |  |  | 2030-01-25 | 2030-01-25 03:00 | 31.31 | 41.32
|  |  |  | 2030-01-25 | 2030-01-25 04:00 | 31.45 | 40.58
|  |  |  | 2030-01-25 | 2030-01-25 05:00 | 32.15 | 39.1
|  |  |  | 2030-01-25 | 2030-01-25 06:00 | 32.76 | 37.25
|  |  |  | 2030-01-25 | 2030-01-25 07:00 | 33 | 35.94
|  |  |  | 2030-01-25 | 2030-01-25 08:00 | 31.13 | 35.85
|  |  |  | 2030-01-25 | 2030-01-25 09:00 | 28.82 | 34.96
|  |  |  | 2030-01-25 | 2030-01-25 10:00 | 27.52 | 33.39
|  |  |  | 2030-01-25 | 2030-01-25 11:00 | 26.49 | 31.84
|  |  |  | 2030-01-25 | 2030-01-25 12:00 | 25.73 | 28.4
|  |  |  | 2030-01-25 | 2030-01-25 13:00 | 25.84 | 26.34
|  |  |  | 2030-01-25 | 2030-01-25 14:00 | 25.9 | 25.55
|  |  |  | 2030-01-25 | 2030-01-25 15:00 | 26.98 | 25.83
|  |  |  | 2030-01-25 | 2030-01-25 16:00 | 27.84 | 27.97
|  |  |  | 2030-01-25 | 2030-01-25 17:00 | 27.6 | 30.36
|  |  |  | 2030-01-25 | 2030-01-25 18:00 | 27.06 | 31.76
|  |  |  | 2030-01-25 | 2030-01-25 19:00 | 27.58 | 32.51
|  |  |  | 2030-01-25 | 2030-01-25 20:00 | 28.29 | 33.54
|  |  |  | 2030-01-25 | 2030-01-25 21:00 | 29.33 | 34.15
|  |  |  | 2030-01-25 | 2030-01-25 22:00 | 29.25 | 34.39
|  |  |  | 2030-01-25 | 2030-01-25 23:00 | 29.24 | 34.61
|  |  |  | 2030-01-26 | 2030-01-26 | 28.12 | 33.45
|  |  |  | 2030-01-26 | 2030-01-26 01:00 | 28.26 | 34.08
|  |  |  | 2030-01-26 | 2030-01-26 02:00 | 28.26 | 34.65
|  |  |  | 2030-01-26 | 2030-01-26 03:00 | 28.29 | 34.62
|  |  |  | 2030-01-26 | 2030-01-26 04:00 | 28.4 | 33.68
|  |  |  | 2030-01-26 | 2030-01-26 05:00 | 28.86 | 32.01
|  |  |  | 2030-01-26 | 2030-01-26 06:00 | 29.39 | 29.84
|  |  |  | 2030-01-26 | 2030-01-26 07:00 | 30.2 | 28.69
|  |  |  | 2030-01-26 | 2030-01-26 08:00 | 29.07 | 28.85
|  |  |  | 2030-01-26 | 2030-01-26 09:00 | 27.13 | 27.94
|  |  |  | 2030-01-26 | 2030-01-26 10:00 | 26.14 | 26.54
|  |  |  | 2030-01-26 | 2030-01-26 11:00 | 25.51 | 25.24
|  |  |  | 2030-01-26 | 2030-01-26 12:00 | 24.9 | 21.75
|  |  |  | 2030-01-26 | 2030-01-26 13:00 | 24.85 | 20.02
|  |  |  | 2030-01-26 | 2030-01-26 14:00 | 24.78 | 19.56
|  |  |  | 2030-01-26 | 2030-01-26 15:00 | 25.64 | 20.19
|  |  |  | 2030-01-26 | 2030-01-26 16:00 | 26.23 | 22.73
|  |  |  | 2030-01-26 | 2030-01-26 17:00 | 25.85 | 24.9
|  |  |  | 2030-01-26 | 2030-01-26 18:00 | 25.6 | 26.11
|  |  |  | 2030-01-26 | 2030-01-26 19:00 | 25.95 | 26.94
|  |  |  | 2030-01-26 | 2030-01-26 20:00 | 26.46 | 28.02
|  |  |  | 2030-01-26 | 2030-01-26 21:00 | 26.56 | 28.69
|  |  |  | 2030-01-26 | 2030-01-26 22:00 | 26.61 | 28.96
|  |  |  | 2030-01-26 | 2030-01-26 23:00 | 26.43 | 29.19
|  |  |  | 2030-01-27 | 2030-01-27 | 29.64 | 38.86
|  |  |  | 2030-01-27 | 2030-01-27 01:00 | 30.07 | 39.6
|  |  |  | 2030-01-27 | 2030-01-27 02:00 | 30.05 | 40.21
|  |  |  | 2030-01-27 | 2030-01-27 03:00 | 30.43 | 40.29
|  |  |  | 2030-01-27 | 2030-01-27 04:00 | 30.8 | 39.52
|  |  |  | 2030-01-27 | 2030-01-27 05:00 | 31.45 | 38.01
|  |  |  | 2030-01-27 | 2030-01-27 06:00 | 32.2 | 36.1
|  |  |  | 2030-01-27 | 2030-01-27 07:00 | 33.08 | 34.82
|  |  |  | 2030-01-27 | 2030-01-27 08:00 | 31.11 | 34.77
|  |  |  | 2030-01-27 | 2030-01-27 09:00 | 28.39 | 33.87
|  |  |  | 2030-01-27 | 2030-01-27 10:00 | 26.81 | 32.33
|  |  |  | 2030-01-27 | 2030-01-27 11:00 | 26.01 | 30.82
|  |  |  | 2030-01-27 | 2030-01-27 12:00 | 25.75 | 27.37
|  |  |  | 2030-01-27 | 2030-01-27 13:00 | 25.97 | 25.36
|  |  |  | 2030-01-27 | 2030-01-27 14:00 | 26.12 | 24.62
|  |  |  | 2030-01-27 | 2030-01-27 15:00 | 26.86 | 24.96
|  |  |  | 2030-01-27 | 2030-01-27 16:00 | 26.94 | 27.16
|  |  |  | 2030-01-27 | 2030-01-27 17:00 | 26.47 | 29.52
|  |  |  | 2030-01-27 | 2030-01-27 18:00 | 26.38 | 30.89
|  |  |  | 2030-01-27 | 2030-01-27 19:00 | 26.8 | 31.65
|  |  |  | 2030-01-27 | 2030-01-27 20:00 | 26.96 | 32.69
|  |  |  | 2030-01-27 | 2030-01-27 21:00 | 27.31 | 33.31
|  |  |  | 2030-01-27 | 2030-01-27 22:00 | 27.02 | 33.56
|  |  |  | 2030-01-27 | 2030-01-27 23:00 | 25.88 | 33.78
|  |  |  | 2030-01-28 | 2030-01-28 | 34.3 | 50.77
|  |  |  | 2030-01-28 | 2030-01-28 01:00 | 35.08 | 51.72
|  |  |  | 2030-01-28 | 2030-01-28 02:00 | 35.24 | 52.43
|  |  |  | 2030-01-28 | 2030-01-28 03:00 | 35.65 | 52.75
|  |  |  | 2030-01-28 | 2030-01-28 04:00 | 35.73 | 52.35
|  |  |  | 2030-01-28 | 2030-01-28 05:00 | 36.46 | 51.24
|  |  |  | 2030-01-28 | 2030-01-28 06:00 | 36.84 | 49.93
|  |  |  | 2030-01-28 | 2030-01-28 07:00 | 36.84 | 48.34
|  |  |  | 2030-01-28 | 2030-01-28 08:00 | 35.27 | 47.84
|  |  |  | 2030-01-28 | 2030-01-28 09:00 | 33.1 | 46.97
|  |  |  | 2030-01-28 | 2030-01-28 10:00 | 31.93 | 45.13
|  |  |  | 2030-01-28 | 2030-01-28 11:00 | 30.99 | 43.12
|  |  |  | 2030-01-28 | 2030-01-28 12:00 | 30.1 | 39.8
|  |  |  | 2030-01-28 | 2030-01-28 13:00 | 30.01 | 37.19
|  |  |  | 2030-01-28 | 2030-01-28 14:00 | 29.72 | 35.82
|  |  |  | 2030-01-28 | 2030-01-28 15:00 | 30.35 | 35.51
|  |  |  | 2030-01-28 | 2030-01-28 16:00 | 30.97 | 36.94
|  |  |  | 2030-01-28 | 2030-01-28 17:00 | 30.51 | 39.71
|  |  |  | 2030-01-28 | 2030-01-28 18:00 | 30.11 | 41.41
|  |  |  | 2030-01-28 | 2030-01-28 19:00 | 30.15 | 42.02
|  |  |  | 2030-01-28 | 2030-01-28 20:00 | 30.55 | 42.97
|  |  |  | 2030-01-28 | 2030-01-28 21:00 | 31.14 | 43.46
|  |  |  | 2030-01-28 | 2030-01-28 22:00 | 31.51 | 43.66
|  |  |  | 2030-01-28 | 2030-01-28 23:00 | 31.23 | 43.86
|  |  |  | 2030-01-29 | 2030-01-29 | 32.41 | 44.35
|  |  |  | 2030-01-29 | 2030-01-29 01:00 | 32.78 | 45.18
|  |  |  | 2030-01-29 | 2030-01-29 02:00 | 32.9 | 45.84
|  |  |  | 2030-01-29 | 2030-01-29 03:00 | 32.98 | 46.03
|  |  |  | 2030-01-29 | 2030-01-29 04:00 | 32.94 | 45.43
|  |  |  | 2030-01-29 | 2030-01-29 05:00 | 33.48 | 44.11
|  |  |  | 2030-01-29 | 2030-01-29 06:00 | 34.08 | 42.48
|  |  |  | 2030-01-29 | 2030-01-29 07:00 | 34.18 | 41.05
|  |  |  | 2030-01-29 | 2030-01-29 08:00 | 32.09 | 40.79
|  |  |  | 2030-01-29 | 2030-01-29 09:00 | 29.61 | 39.91
|  |  |  | 2030-01-29 | 2030-01-29 10:00 | 28.52 | 38.23
|  |  |  | 2030-01-29 | 2030-01-29 11:00 | 27.64 | 36.49
|  |  |  | 2030-01-29 | 2030-01-29 12:00 | 26.89 | 33.1
|  |  |  | 2030-01-29 | 2030-01-29 13:00 | 27.04 | 30.81
|  |  |  | 2030-01-29 | 2030-01-29 14:00 | 27.05 | 29.78
|  |  |  | 2030-01-29 | 2030-01-29 15:00 | 27.88 | 29.82
|  |  |  | 2030-01-29 | 2030-01-29 16:00 | 28.55 | 31.67
|  |  |  | 2030-01-29 | 2030-01-29 17:00 | 28.17 | 34.21
|  |  |  | 2030-01-29 | 2030-01-29 18:00 | 28.07 | 35.74
|  |  |  | 2030-01-29 | 2030-01-29 19:00 | 28.52 | 36.43
|  |  |  | 2030-01-29 | 2030-01-29 20:00 | 28.97 | 37.43
|  |  |  | 2030-01-29 | 2030-01-29 21:00 | 29.71 | 37.99
|  |  |  | 2030-01-29 | 2030-01-29 22:00 | 30.06 | 38.21
|  |  |  | 2030-01-29 | 2030-01-29 23:00 | 28.82 | 38.42
|  |  |  | 2030-01-30 | 2030-01-30 | 33.29 | 45.41
|  |  |  | 2030-01-30 | 2030-01-30 01:00 | 33.47 | 46.26
|  |  |  | 2030-01-30 | 2030-01-30 02:00 | 33.24 | 46.93
|  |  |  | 2030-01-30 | 2030-01-30 03:00 | 33.58 | 47.14
|  |  |  | 2030-01-30 | 2030-01-30 04:00 | 33.69 | 46.57
|  |  |  | 2030-01-30 | 2030-01-30 05:00 | 34.23 | 45.28
|  |  |  | 2030-01-30 | 2030-01-30 06:00 | 34.74 | 43.71
|  |  |  | 2030-01-30 | 2030-01-30 07:00 | 34.84 | 42.26
|  |  |  | 2030-01-30 | 2030-01-30 08:00 | 32.98 | 41.96
|  |  |  | 2030-01-30 | 2030-01-30 09:00 | 31.26 | 41.08
|  |  |  | 2030-01-30 | 2030-01-30 10:00 | 30.4 | 39.37
|  |  |  | 2030-01-30 | 2030-01-30 11:00 | 29.48 | 37.59
|  |  |  | 2030-01-30 | 2030-01-30 12:00 | 28.99 | 34.21
|  |  |  | 2030-01-30 | 2030-01-30 13:00 | 28.68 | 31.87
|  |  |  | 2030-01-30 | 2030-01-30 14:00 | 28.89 | 30.78
|  |  |  | 2030-01-30 | 2030-01-30 15:00 | 29.9 | 30.76
|  |  |  | 2030-01-30 | 2030-01-30 16:00 | 31.05 | 32.54
|  |  |  | 2030-01-30 | 2030-01-30 17:00 | 30.61 | 35.12
|  |  |  | 2030-01-30 | 2030-01-30 18:00 | 29.94 | 36.68
|  |  |  | 2030-01-30 | 2030-01-30 19:00 | 30.24 | 37.36
|  |  |  | 2030-01-30 | 2030-01-30 20:00 | 30.35 | 38.35
|  |  |  | 2030-01-30 | 2030-01-30 21:00 | 31.21 | 38.89
|  |  |  | 2030-01-30 | 2030-01-30 22:00 | 31.1 | 39.11
|  |  |  | 2030-01-30 | 2030-01-30 23:00 | 29.65 | 39.32
|  |  |  | 2030-01-31 | 2030-01-31 | 36.42 | 53.35
|  |  |  | 2030-01-31 | 2030-01-31 01:00 | 36.53 | 54.35
|  |  |  | 2030-01-31 | 2030-01-31 02:00 | 36.57 | 55.08
|  |  |  | 2030-01-31 | 2030-01-31 03:00 | 36.75 | 55.45
|  |  |  | 2030-01-31 | 2030-01-31 04:00 | 37.04 | 55.13
|  |  |  | 2030-01-31 | 2030-01-31 05:00 | 37.61 | 54.11
|  |  |  | 2030-01-31 | 2030-01-31 06:00 | 38.24 | 52.93
|  |  |  | 2030-01-31 | 2030-01-31 07:00 | 38.94 | 51.27
|  |  |  | 2030-01-31 | 2030-01-31 08:00 | 36.89 | 50.67
|  |  |  | 2030-01-31 | 2030-01-31 09:00 | 34.92 | 49.81
|  |  |  | 2030-01-31 | 2030-01-31 10:00 | 34.36 | 47.9
|  |  |  | 2030-01-31 | 2030-01-31 11:00 | 33.46 | 45.79
|  |  |  | 2030-01-31 | 2030-01-31 12:00 | 32.57 | 42.5
|  |  |  | 2030-01-31 | 2030-01-31 13:00 | 32.4 | 39.75
|  |  |  | 2030-01-31 | 2030-01-31 14:00 | 32.34 | 38.25
|  |  |  | 2030-01-31 | 2030-01-31 15:00 | 33.39 | 37.79
|  |  |  | 2030-01-31 | 2030-01-31 16:00 | 33.85 | 39.06
|  |  |  | 2030-01-31 | 2030-01-31 17:00 | 33.56 | 41.91
|  |  |  | 2030-01-31 | 2030-01-31 18:00 | 33.18 | 43.7
|  |  |  | 2030-01-31 | 2030-01-31 19:00 | 33.49 | 44.27
|  |  |  | 2030-01-31 | 2030-01-31 20:00 | 33.76 | 45.2
|  |  |  | 2030-01-31 | 2030-01-31 21:00 | 34.2 | 45.67
|  |  |  | 2030-01-31 | 2030-01-31 22:00 | 33.95 | 45.85
|  |  |  | 2030-01-31 | 2030-01-31 23:00 | 32.37 | 46.04

## Raw Heat Pump Hourly Shape
Date | HP Study Shape | This is the average impact of installing a heat pump from the ridgeline study
2030-01-01 | 0.16
2030-01-01 01:00 | 0.15
2030-01-01 02:00 | 0.15
2030-01-01 03:00 | 0.15
2030-01-01 04:00 | 0.15
2030-01-01 05:00 | 0.16
2030-01-01 06:00 | 0.17
2030-01-01 07:00 | 0.18
2030-01-01 08:00 | 0.16
2030-01-01 09:00 | 0.14
2030-01-01 10:00 | 0.13
2030-01-01 11:00 | 0.13
2030-01-01 12:00 | 0.14
2030-01-01 13:00 | 0.16
2030-01-01 14:00 | 0.18
2030-01-01 15:00 | 0.21
2030-01-01 16:00 | 0.22
2030-01-01 17:00 | 0.21
2030-01-01 18:00 | 0.2
2030-01-01 19:00 | 0.21
2030-01-01 20:00 | 0.22
2030-01-01 21:00 | 0.24
2030-01-01 22:00 | 0.25
2030-01-01 23:00 | 0.24
2030-01-02 | 0.31
2030-01-02 01:00 | 0.31
2030-01-02 02:00 | 0.3
2030-01-02 03:00 | 0.3
2030-01-02 04:00 | 0.31
2030-01-02 05:00 | 0.31
2030-01-02 06:00 | 0.32
2030-01-02 07:00 | 0.32
2030-01-02 08:00 | 0.3
2030-01-02 09:00 | 0.27
2030-01-02 10:00 | 0.26
2030-01-02 11:00 | 0.25
2030-01-02 12:00 | 0.26
2030-01-02 13:00 | 0.26
2030-01-02 14:00 | 0.28
2030-01-02 15:00 | 0.3
2030-01-02 16:00 | 0.32
2030-01-02 17:00 | 0.31
2030-01-02 18:00 | 0.3
2030-01-02 19:00 | 0.32
2030-01-02 20:00 | 0.32
2030-01-02 21:00 | 0.34
2030-01-02 22:00 | 0.34
2030-01-02 23:00 | 0.32
2030-01-03 | 0.38
2030-01-03 01:00 | 0.38
2030-01-03 02:00 | 0.38
2030-01-03 03:00 | 0.37
2030-01-03 04:00 | 0.38
2030-01-03 05:00 | 0.39
2030-01-03 06:00 | 0.4
2030-01-03 07:00 | 0.41
2030-01-03 08:00 | 0.38
2030-01-03 09:00 | 0.35
2030-01-03 10:00 | 0.34
2030-01-03 11:00 | 0.34
2030-01-03 12:00 | 0.33
2030-01-03 13:00 | 0.34
2030-01-03 14:00 | 0.35
2030-01-03 15:00 | 0.38
2030-01-03 16:00 | 0.38
2030-01-03 17:00 | 0.38
2030-01-03 18:00 | 0.37
2030-01-03 19:00 | 0.39
2030-01-03 20:00 | 0.39
2030-01-03 21:00 | 0.4
2030-01-03 22:00 | 0.4
2030-01-03 23:00 | 0.38
2030-01-04 | 0.53
2030-01-04 01:00 | 0.53
2030-01-04 02:00 | 0.53
2030-01-04 03:00 | 0.54
2030-01-04 04:00 | 0.54
2030-01-04 05:00 | 0.55
2030-01-04 06:00 | 0.56
2030-01-04 07:00 | 0.57
2030-01-04 08:00 | 0.53
2030-01-04 09:00 | 0.49
2030-01-04 10:00 | 0.47
2030-01-04 11:00 | 0.45
2030-01-04 12:00 | 0.44
2030-01-04 13:00 | 0.44
2030-01-04 14:00 | 0.44
2030-01-04 15:00 | 0.46
2030-01-04 16:00 | 0.48
2030-01-04 17:00 | 0.48
2030-01-04 18:00 | 0.47
2030-01-04 19:00 | 0.48
2030-01-04 20:00 | 0.49
2030-01-04 21:00 | 0.51
2030-01-04 22:00 | 0.51
2030-01-04 23:00 | 0.51
2030-01-05 | 0.55
2030-01-05 01:00 | 0.56
2030-01-05 02:00 | 0.56
2030-01-05 03:00 | 0.56
2030-01-05 04:00 | 0.56
2030-01-05 05:00 | 0.57
2030-01-05 06:00 | 0.58
2030-01-05 07:00 | 0.6
2030-01-05 08:00 | 0.57
2030-01-05 09:00 | 0.54
2030-01-05 10:00 | 0.52
2030-01-05 11:00 | 0.51
2030-01-05 12:00 | 0.49
2030-01-05 13:00 | 0.49
2030-01-05 14:00 | 0.49
2030-01-05 15:00 | 0.5
2030-01-05 16:00 | 0.51
2030-01-05 17:00 | 0.5
2030-01-05 18:00 | 0.5
2030-01-05 19:00 | 0.5
2030-01-05 20:00 | 0.51
2030-01-05 21:00 | 0.51
2030-01-05 22:00 | 0.51
2030-01-05 23:00 | 0.51
2030-01-06 | 0.42
2030-01-06 01:00 | 0.42
2030-01-06 02:00 | 0.42
2030-01-06 03:00 | 0.43
2030-01-06 04:00 | 0.43
2030-01-06 05:00 | 0.44
2030-01-06 06:00 | 0.46
2030-01-06 07:00 | 0.47
2030-01-06 08:00 | 0.44
2030-01-06 09:00 | 0.39
2030-01-06 10:00 | 0.37
2030-01-06 11:00 | 0.36
2030-01-06 12:00 | 0.36
2030-01-06 13:00 | 0.36
2030-01-06 14:00 | 0.37
2030-01-06 15:00 | 0.39
2030-01-06 16:00 | 0.39
2030-01-06 17:00 | 0.38
2030-01-06 18:00 | 0.38
2030-01-06 19:00 | 0.39
2030-01-06 20:00 | 0.39
2030-01-06 21:00 | 0.4
2030-01-06 22:00 | 0.4
2030-01-06 23:00 | 0.38
2030-01-07 | 0.36
2030-01-07 01:00 | 0.37
2030-01-07 02:00 | 0.37
2030-01-07 03:00 | 0.37
2030-01-07 04:00 | 0.37
2030-01-07 05:00 | 0.38
2030-01-07 06:00 | 0.39
2030-01-07 07:00 | 0.39
2030-01-07 08:00 | 0.37
2030-01-07 09:00 | 0.34
2030-01-07 10:00 | 0.32
2030-01-07 11:00 | 0.31
2030-01-07 12:00 | 0.3
2030-01-07 13:00 | 0.31
2030-01-07 14:00 | 0.32
2030-01-07 15:00 | 0.34
2030-01-07 16:00 | 0.34
2030-01-07 17:00 | 0.34
2030-01-07 18:00 | 0.33
2030-01-07 19:00 | 0.34
2030-01-07 20:00 | 0.35
2030-01-07 21:00 | 0.36
2030-01-07 22:00 | 0.37
2030-01-07 23:00 | 0.37
2030-01-08 | 0.42
2030-01-08 01:00 | 0.43
2030-01-08 02:00 | 0.43
2030-01-08 03:00 | 0.42
2030-01-08 04:00 | 0.42
2030-01-08 05:00 | 0.43
2030-01-08 06:00 | 0.44
2030-01-08 07:00 | 0.44
2030-01-08 08:00 | 0.41
2030-01-08 09:00 | 0.37
2030-01-08 10:00 | 0.35
2030-01-08 11:00 | 0.34
2030-01-08 12:00 | 0.34
2030-01-08 13:00 | 0.34
2030-01-08 14:00 | 0.35
2030-01-08 15:00 | 0.37
2030-01-08 16:00 | 0.38
2030-01-08 17:00 | 0.37
2030-01-08 18:00 | 0.37
2030-01-08 19:00 | 0.39
2030-01-08 20:00 | 0.39
2030-01-08 21:00 | 0.41
2030-01-08 22:00 | 0.42
2030-01-08 23:00 | 0.4
2030-01-09 | 0.53
2030-01-09 01:00 | 0.54
2030-01-09 02:00 | 0.53
2030-01-09 03:00 | 0.54
2030-01-09 04:00 | 0.54
2030-01-09 05:00 | 0.55
2030-01-09 06:00 | 0.56
2030-01-09 07:00 | 0.56
2030-01-09 08:00 | 0.53
2030-01-09 09:00 | 0.5
2030-01-09 10:00 | 0.48
2030-01-09 11:00 | 0.47
2030-01-09 12:00 | 0.46
2030-01-09 13:00 | 0.46
2030-01-09 14:00 | 0.46
2030-01-09 15:00 | 0.48
2030-01-09 16:00 | 0.5
2030-01-09 17:00 | 0.5
2030-01-09 18:00 | 0.48
2030-01-09 19:00 | 0.49
2030-01-09 20:00 | 0.49
2030-01-09 21:00 | 0.51
2030-01-09 22:00 | 0.51
2030-01-09 23:00 | 0.48
2030-01-10 | 0.46
2030-01-10 01:00 | 0.46
2030-01-10 02:00 | 0.45
2030-01-10 03:00 | 0.45
2030-01-10 04:00 | 0.46
2030-01-10 05:00 | 0.47
2030-01-10 06:00 | 0.48
2030-01-10 07:00 | 0.49
2030-01-10 08:00 | 0.46
2030-01-10 09:00 | 0.43
2030-01-10 10:00 | 0.42
2030-01-10 11:00 | 0.41
2030-01-10 12:00 | 0.4
2030-01-10 13:00 | 0.41
2030-01-10 14:00 | 0.41
2030-01-10 15:00 | 0.44
2030-01-10 16:00 | 0.44
2030-01-10 17:00 | 0.44
2030-01-10 18:00 | 0.43
2030-01-10 19:00 | 0.44
2030-01-10 20:00 | 0.45
2030-01-10 21:00 | 0.46
2030-01-10 22:00 | 0.46
2030-01-10 23:00 | 0.44
2030-01-11 | 0.44
2030-01-11 01:00 | 0.44
2030-01-11 02:00 | 0.45
2030-01-11 03:00 | 0.45
2030-01-11 04:00 | 0.45
2030-01-11 05:00 | 0.46
2030-01-11 06:00 | 0.47
2030-01-11 07:00 | 0.48
2030-01-11 08:00 | 0.45
2030-01-11 09:00 | 0.41
2030-01-11 10:00 | 0.39
2030-01-11 11:00 | 0.37
2030-01-11 12:00 | 0.36
2030-01-11 13:00 | 0.37
2030-01-11 14:00 | 0.37
2030-01-11 15:00 | 0.4
2030-01-11 16:00 | 0.41
2030-01-11 17:00 | 0.4
2030-01-11 18:00 | 0.4
2030-01-11 19:00 | 0.41
2030-01-11 20:00 | 0.42
2030-01-11 21:00 | 0.44
2030-01-11 22:00 | 0.44
2030-01-11 23:00 | 0.44
2030-01-12 | 0.63
2030-01-12 01:00 | 0.63
2030-01-12 02:00 | 0.63
2030-01-12 03:00 | 0.64
2030-01-12 04:00 | 0.64
2030-01-12 05:00 | 0.65
2030-01-12 06:00 | 0.66
2030-01-12 07:00 | 0.67
2030-01-12 08:00 | 0.65
2030-01-12 09:00 | 0.61
2030-01-12 10:00 | 0.59
2030-01-12 11:00 | 0.58
2030-01-12 12:00 | 0.56
2030-01-12 13:00 | 0.55
2030-01-12 14:00 | 0.55
2030-01-12 15:00 | 0.56
2030-01-12 16:00 | 0.57
2030-01-12 17:00 | 0.56
2030-01-12 18:00 | 0.56
2030-01-12 19:00 | 0.56
2030-01-12 20:00 | 0.57
2030-01-12 21:00 | 0.57
2030-01-12 22:00 | 0.57
2030-01-12 23:00 | 0.56
2030-01-13 | 0.56
2030-01-13 01:00 | 0.57
2030-01-13 02:00 | 0.57
2030-01-13 03:00 | 0.57
2030-01-13 04:00 | 0.58
2030-01-13 05:00 | 0.59
2030-01-13 06:00 | 0.61
2030-01-13 07:00 | 0.62
2030-01-13 08:00 | 0.59
2030-01-13 09:00 | 0.54
2030-01-13 10:00 | 0.51
2030-01-13 11:00 | 0.49
2030-01-13 12:00 | 0.49
2030-01-13 13:00 | 0.49
2030-01-13 14:00 | 0.49
2030-01-13 15:00 | 0.5
2030-01-13 16:00 | 0.5
2030-01-13 17:00 | 0.5
2030-01-13 18:00 | 0.49
2030-01-13 19:00 | 0.5
2030-01-13 20:00 | 0.5
2030-01-13 21:00 | 0.51
2030-01-13 22:00 | 0.5
2030-01-13 23:00 | 0.48
2030-01-14 | 0.42
2030-01-14 01:00 | 0.43
2030-01-14 02:00 | 0.43
2030-01-14 03:00 | 0.43
2030-01-14 04:00 | 0.43
2030-01-14 05:00 | 0.45
2030-01-14 06:00 | 0.45
2030-01-14 07:00 | 0.45
2030-01-14 08:00 | 0.43
2030-01-14 09:00 | 0.4
2030-01-14 10:00 | 0.38
2030-01-14 11:00 | 0.37
2030-01-14 12:00 | 0.36
2030-01-14 13:00 | 0.36
2030-01-14 14:00 | 0.37
2030-01-14 15:00 | 0.38
2030-01-14 16:00 | 0.39
2030-01-14 17:00 | 0.38
2030-01-14 18:00 | 0.38
2030-01-14 19:00 | 0.39
2030-01-14 20:00 | 0.39
2030-01-14 21:00 | 0.41
2030-01-14 22:00 | 0.42
2030-01-14 23:00 | 0.42
2030-01-15 | 0.45
2030-01-15 01:00 | 0.45
2030-01-15 02:00 | 0.45
2030-01-15 03:00 | 0.45
2030-01-15 04:00 | 0.45
2030-01-15 05:00 | 0.46
2030-01-15 06:00 | 0.47
2030-01-15 07:00 | 0.47
2030-01-15 08:00 | 0.44
2030-01-15 09:00 | 0.4
2030-01-15 10:00 | 0.38
2030-01-15 11:00 | 0.37
2030-01-15 12:00 | 0.36
2030-01-15 13:00 | 0.37
2030-01-15 14:00 | 0.37
2030-01-15 15:00 | 0.39
2030-01-15 16:00 | 0.4
2030-01-15 17:00 | 0.4
2030-01-15 18:00 | 0.4
2030-01-15 19:00 | 0.41
2030-01-15 20:00 | 0.42
2030-01-15 21:00 | 0.43
2030-01-15 22:00 | 0.44
2030-01-15 23:00 | 0.42
2030-01-16 | 0.65
2030-01-16 01:00 | 0.65
2030-01-16 02:00 | 0.65
2030-01-16 03:00 | 0.65
2030-01-16 04:00 | 0.65
2030-01-16 05:00 | 0.66
2030-01-16 06:00 | 0.67
2030-01-16 07:00 | 0.68
2030-01-16 08:00 | 0.64
2030-01-16 09:00 | 0.61
2030-01-16 10:00 | 0.59
2030-01-16 11:00 | 0.58
2030-01-16 12:00 | 0.56
2030-01-16 13:00 | 0.56
2030-01-16 14:00 | 0.56
2030-01-16 15:00 | 0.58
2030-01-16 16:00 | 0.6
2030-01-16 17:00 | 0.59
2030-01-16 18:00 | 0.58
2030-01-16 19:00 | 0.58
2030-01-16 20:00 | 0.58
2030-01-16 21:00 | 0.6
2030-01-16 22:00 | 0.59
2030-01-16 23:00 | 0.57
2030-01-17 | 0.68
2030-01-17 01:00 | 0.69
2030-01-17 02:00 | 0.69
2030-01-17 03:00 | 0.69
2030-01-17 04:00 | 0.7
2030-01-17 05:00 | 0.71
2030-01-17 06:00 | 0.72
2030-01-17 07:00 | 0.73
2030-01-17 08:00 | 0.69
2030-01-17 09:00 | 0.66
2030-01-17 10:00 | 0.65
2030-01-17 11:00 | 0.63
2030-01-17 12:00 | 0.61
2030-01-17 13:00 | 0.61
2030-01-17 14:00 | 0.61
2030-01-17 15:00 | 0.62
2030-01-17 16:00 | 0.63
2030-01-17 17:00 | 0.63
2030-01-17 18:00 | 0.62
2030-01-17 19:00 | 0.62
2030-01-17 20:00 | 0.63
2030-01-17 21:00 | 0.64
2030-01-17 22:00 | 0.63
2030-01-17 23:00 | 0.6
2030-01-18 | 0.47
2030-01-18 01:00 | 0.48
2030-01-18 02:00 | 0.48
2030-01-18 03:00 | 0.48
2030-01-18 04:00 | 0.48
2030-01-18 05:00 | 0.5
2030-01-18 06:00 | 0.51
2030-01-18 07:00 | 0.51
2030-01-18 08:00 | 0.48
2030-01-18 09:00 | 0.44
2030-01-18 10:00 | 0.42
2030-01-18 11:00 | 0.4
2030-01-18 12:00 | 0.39
2030-01-18 13:00 | 0.4
2030-01-18 14:00 | 0.4
2030-01-18 15:00 | 0.42
2030-01-18 16:00 | 0.44
2030-01-18 17:00 | 0.43
2030-01-18 18:00 | 0.42
2030-01-18 19:00 | 0.43
2030-01-18 20:00 | 0.45
2030-01-18 21:00 | 0.47
2030-01-18 22:00 | 0.47
2030-01-18 23:00 | 0.47
2030-01-19 | 0.49
2030-01-19 01:00 | 0.49
2030-01-19 02:00 | 0.49
2030-01-19 03:00 | 0.49
2030-01-19 04:00 | 0.49
2030-01-19 05:00 | 0.5
2030-01-19 06:00 | 0.51
2030-01-19 07:00 | 0.52
2030-01-19 08:00 | 0.5
2030-01-19 09:00 | 0.47
2030-01-19 10:00 | 0.45
2030-01-19 11:00 | 0.44
2030-01-19 12:00 | 0.43
2030-01-19 13:00 | 0.43
2030-01-19 14:00 | 0.43
2030-01-19 15:00 | 0.44
2030-01-19 16:00 | 0.45
2030-01-19 17:00 | 0.45
2030-01-19 18:00 | 0.44
2030-01-19 19:00 | 0.45
2030-01-19 20:00 | 0.46
2030-01-19 21:00 | 0.46
2030-01-19 22:00 | 0.46
2030-01-19 23:00 | 0.46
2030-01-20 | 0.52
2030-01-20 01:00 | 0.53
2030-01-20 02:00 | 0.53
2030-01-20 03:00 | 0.54
2030-01-20 04:00 | 0.54
2030-01-20 05:00 | 0.56
2030-01-20 06:00 | 0.57
2030-01-20 07:00 | 0.58
2030-01-20 08:00 | 0.55
2030-01-20 09:00 | 0.5
2030-01-20 10:00 | 0.47
2030-01-20 11:00 | 0.46
2030-01-20 12:00 | 0.45
2030-01-20 13:00 | 0.46
2030-01-20 14:00 | 0.46
2030-01-20 15:00 | 0.47
2030-01-20 16:00 | 0.48
2030-01-20 17:00 | 0.47
2030-01-20 18:00 | 0.47
2030-01-20 19:00 | 0.47
2030-01-20 20:00 | 0.48
2030-01-20 21:00 | 0.48
2030-01-20 22:00 | 0.48
2030-01-20 23:00 | 0.46
2030-01-21 | 0.44
2030-01-21 01:00 | 0.45
2030-01-21 02:00 | 0.45
2030-01-21 03:00 | 0.45
2030-01-21 04:00 | 0.45
2030-01-21 05:00 | 0.46
2030-01-21 06:00 | 0.47
2030-01-21 07:00 | 0.47
2030-01-21 08:00 | 0.45
2030-01-21 09:00 | 0.41
2030-01-21 10:00 | 0.39
2030-01-21 11:00 | 0.38
2030-01-21 12:00 | 0.37
2030-01-21 13:00 | 0.38
2030-01-21 14:00 | 0.38
2030-01-21 15:00 | 0.4
2030-01-21 16:00 | 0.41
2030-01-21 17:00 | 0.4
2030-01-21 18:00 | 0.39
2030-01-21 19:00 | 0.4
2030-01-21 20:00 | 0.41
2030-01-21 21:00 | 0.42
2030-01-21 22:00 | 0.43
2030-01-21 23:00 | 0.43
2030-01-22 | 0.66
2030-01-22 01:00 | 0.67
2030-01-22 02:00 | 0.67
2030-01-22 03:00 | 0.67
2030-01-22 04:00 | 0.67
2030-01-22 05:00 | 0.68
2030-01-22 06:00 | 0.7
2030-01-22 07:00 | 0.7
2030-01-22 08:00 | 0.66
2030-01-22 09:00 | 0.61
2030-01-22 10:00 | 0.59
2030-01-22 11:00 | 0.57
2030-01-22 12:00 | 0.56
2030-01-22 13:00 | 0.56
2030-01-22 14:00 | 0.55
2030-01-22 15:00 | 0.56
2030-01-22 16:00 | 0.58
2030-01-22 17:00 | 0.57
2030-01-22 18:00 | 0.57
2030-01-22 19:00 | 0.57
2030-01-22 20:00 | 0.58
2030-01-22 21:00 | 0.59
2030-01-22 22:00 | 0.6
2030-01-22 23:00 | 0.57
2030-01-23 | 0.73
2030-01-23 01:00 | 0.73
2030-01-23 02:00 | 0.73
2030-01-23 03:00 | 0.74
2030-01-23 04:00 | 0.74
2030-01-23 05:00 | 0.75
2030-01-23 06:00 | 0.76
2030-01-23 07:00 | 0.77
2030-01-23 08:00 | 0.73
2030-01-23 09:00 | 0.69
2030-01-23 10:00 | 0.68
2030-01-23 11:00 | 0.66
2030-01-23 12:00 | 0.64
2030-01-23 13:00 | 0.63
2030-01-23 14:00 | 0.63
2030-01-23 15:00 | 0.64
2030-01-23 16:00 | 0.66
2030-01-23 17:00 | 0.66
2030-01-23 18:00 | 0.64
2030-01-23 19:00 | 0.65
2030-01-23 20:00 | 0.65
2030-01-23 21:00 | 0.66
2030-01-23 22:00 | 0.66
2030-01-23 23:00 | 0.63
2030-01-24 | 0.56
2030-01-24 01:00 | 0.56
2030-01-24 02:00 | 0.56
2030-01-24 03:00 | 0.56
2030-01-24 04:00 | 0.57
2030-01-24 05:00 | 0.58
2030-01-24 06:00 | 0.59
2030-01-24 07:00 | 0.6
2030-01-24 08:00 | 0.57
2030-01-24 09:00 | 0.53
2030-01-24 10:00 | 0.52
2030-01-24 11:00 | 0.51
2030-01-24 12:00 | 0.5
2030-01-24 13:00 | 0.5
2030-01-24 14:00 | 0.5
2030-01-24 15:00 | 0.52
2030-01-24 16:00 | 0.53
2030-01-24 17:00 | 0.52
2030-01-24 18:00 | 0.52
2030-01-24 19:00 | 0.53
2030-01-24 20:00 | 0.53
2030-01-24 21:00 | 0.54
2030-01-24 22:00 | 0.54
2030-01-24 23:00 | 0.51
2030-01-25 | 0.55
2030-01-25 01:00 | 0.55
2030-01-25 02:00 | 0.55
2030-01-25 03:00 | 0.56
2030-01-25 04:00 | 0.56
2030-01-25 05:00 | 0.57
2030-01-25 06:00 | 0.58
2030-01-25 07:00 | 0.59
2030-01-25 08:00 | 0.55
2030-01-25 09:00 | 0.51
2030-01-25 10:00 | 0.49
2030-01-25 11:00 | 0.47
2030-01-25 12:00 | 0.46
2030-01-25 13:00 | 0.46
2030-01-25 14:00 | 0.46
2030-01-25 15:00 | 0.48
2030-01-25 16:00 | 0.5
2030-01-25 17:00 | 0.49
2030-01-25 18:00 | 0.48
2030-01-25 19:00 | 0.49
2030-01-25 20:00 | 0.5
2030-01-25 21:00 | 0.52
2030-01-25 22:00 | 0.52
2030-01-25 23:00 | 0.52
2030-01-26 | 0.5
2030-01-26 01:00 | 0.5
2030-01-26 02:00 | 0.5
2030-01-26 03:00 | 0.5
2030-01-26 04:00 | 0.5
2030-01-26 05:00 | 0.51
2030-01-26 06:00 | 0.52
2030-01-26 07:00 | 0.54
2030-01-26 08:00 | 0.52
2030-01-26 09:00 | 0.48
2030-01-26 10:00 | 0.47
2030-01-26 11:00 | 0.45
2030-01-26 12:00 | 0.44
2030-01-26 13:00 | 0.44
2030-01-26 14:00 | 0.44
2030-01-26 15:00 | 0.46
2030-01-26 16:00 | 0.47
2030-01-26 17:00 | 0.46
2030-01-26 18:00 | 0.46
2030-01-26 19:00 | 0.46
2030-01-26 20:00 | 0.47
2030-01-26 21:00 | 0.47
2030-01-26 22:00 | 0.47
2030-01-26 23:00 | 0.47
2030-01-27 | 0.53
2030-01-27 01:00 | 0.54
2030-01-27 02:00 | 0.53
2030-01-27 03:00 | 0.54
2030-01-27 04:00 | 0.55
2030-01-27 05:00 | 0.56
2030-01-27 06:00 | 0.57
2030-01-27 07:00 | 0.59
2030-01-27 08:00 | 0.55
2030-01-27 09:00 | 0.51
2030-01-27 10:00 | 0.48
2030-01-27 11:00 | 0.46
2030-01-27 12:00 | 0.46
2030-01-27 13:00 | 0.46
2030-01-27 14:00 | 0.46
2030-01-27 15:00 | 0.48
2030-01-27 16:00 | 0.48
2030-01-27 17:00 | 0.47
2030-01-27 18:00 | 0.47
2030-01-27 19:00 | 0.48
2030-01-27 20:00 | 0.48
2030-01-27 21:00 | 0.49
2030-01-27 22:00 | 0.48
2030-01-27 23:00 | 0.46
2030-01-28 | 0.61
2030-01-28 01:00 | 0.62
2030-01-28 02:00 | 0.63
2030-01-28 03:00 | 0.63
2030-01-28 04:00 | 0.63
2030-01-28 05:00 | 0.65
2030-01-28 06:00 | 0.65
2030-01-28 07:00 | 0.66
2030-01-28 08:00 | 0.63
2030-01-28 09:00 | 0.59
2030-01-28 10:00 | 0.57
2030-01-28 11:00 | 0.55
2030-01-28 12:00 | 0.54
2030-01-28 13:00 | 0.53
2030-01-28 14:00 | 0.53
2030-01-28 15:00 | 0.54
2030-01-28 16:00 | 0.55
2030-01-28 17:00 | 0.54
2030-01-28 18:00 | 0.54
2030-01-28 19:00 | 0.54
2030-01-28 20:00 | 0.54
2030-01-28 21:00 | 0.55
2030-01-28 22:00 | 0.56
2030-01-28 23:00 | 0.56
2030-01-29 | 0.58
2030-01-29 01:00 | 0.58
2030-01-29 02:00 | 0.59
2030-01-29 03:00 | 0.59
2030-01-29 04:00 | 0.59
2030-01-29 05:00 | 0.6
2030-01-29 06:00 | 0.61
2030-01-29 07:00 | 0.61
2030-01-29 08:00 | 0.57
2030-01-29 09:00 | 0.53
2030-01-29 10:00 | 0.51
2030-01-29 11:00 | 0.49
2030-01-29 12:00 | 0.48
2030-01-29 13:00 | 0.48
2030-01-29 14:00 | 0.48
2030-01-29 15:00 | 0.5
2030-01-29 16:00 | 0.51
2030-01-29 17:00 | 0.5
2030-01-29 18:00 | 0.5
2030-01-29 19:00 | 0.51
2030-01-29 20:00 | 0.52
2030-01-29 21:00 | 0.53
2030-01-29 22:00 | 0.53
2030-01-29 23:00 | 0.51
2030-01-30 | 0.59
2030-01-30 01:00 | 0.6
2030-01-30 02:00 | 0.59
2030-01-30 03:00 | 0.6
2030-01-30 04:00 | 0.6
2030-01-30 05:00 | 0.61
2030-01-30 06:00 | 0.62
2030-01-30 07:00 | 0.62
2030-01-30 08:00 | 0.59
2030-01-30 09:00 | 0.56
2030-01-30 10:00 | 0.54
2030-01-30 11:00 | 0.52
2030-01-30 12:00 | 0.52
2030-01-30 13:00 | 0.51
2030-01-30 14:00 | 0.51
2030-01-30 15:00 | 0.53
2030-01-30 16:00 | 0.55
2030-01-30 17:00 | 0.54
2030-01-30 18:00 | 0.53
2030-01-30 19:00 | 0.54
2030-01-30 20:00 | 0.54
2030-01-30 21:00 | 0.56
2030-01-30 22:00 | 0.55
2030-01-30 23:00 | 0.53
2030-01-31 | 0.65
2030-01-31 01:00 | 0.65
2030-01-31 02:00 | 0.65
2030-01-31 03:00 | 0.65
2030-01-31 04:00 | 0.66
2030-01-31 05:00 | 0.67
2030-01-31 06:00 | 0.68
2030-01-31 07:00 | 0.69
2030-01-31 08:00 | 0.66
2030-01-31 09:00 | 0.62
2030-01-31 10:00 | 0.61
2030-01-31 11:00 | 0.6
2030-01-31 12:00 | 0.58
2030-01-31 13:00 | 0.58
2030-01-31 14:00 | 0.58
2030-01-31 15:00 | 0.59
2030-01-31 16:00 | 0.6
2030-01-31 17:00 | 0.6
2030-01-31 18:00 | 0.59
2030-01-31 19:00 | 0.6
2030-01-31 20:00 | 0.6
2030-01-31 21:00 | 0.61
2030-01-31 22:00 | 0.6
2030-01-31 23:00 | 0.58
2030-02-01 | 0.59
2030-02-01 01:00 | 0.6
2030-02-01 02:00 | 0.6
2030-02-01 03:00 | 0.61
2030-02-01 04:00 | 0.61
2030-02-01 05:00 | 0.63
2030-02-01 06:00 | 0.64
2030-02-01 07:00 | 0.64
2030-02-01 08:00 | 0.59
2030-02-01 09:00 | 0.53
2030-02-01 10:00 | 0.5
2030-02-01 11:00 | 0.47
2030-02-01 12:00 | 0.45
2030-02-01 13:00 | 0.44
2030-02-01 14:00 | 0.44
2030-02-01 15:00 | 0.45
2030-02-01 16:00 | 0.47
2030-02-01 17:00 | 0.48
2030-02-01 18:00 | 0.48
2030-02-01 19:00 | 0.49
2030-02-01 20:00 | 0.51
2030-02-01 21:00 | 0.54
2030-02-01 22:00 | 0.54
2030-02-01 23:00 | 0.55
2030-02-02 | 0.52
2030-02-02 01:00 | 0.53
2030-02-02 02:00 | 0.54
2030-02-02 03:00 | 0.54
2030-02-02 04:00 | 0.54
2030-02-02 05:00 | 0.55
2030-02-02 06:00 | 0.56
2030-02-02 07:00 | 0.57
2030-02-02 08:00 | 0.53
2030-02-02 09:00 | 0.49
2030-02-02 10:00 | 0.46
2030-02-02 11:00 | 0.43
2030-02-02 12:00 | 0.42
2030-02-02 13:00 | 0.41
2030-02-02 14:00 | 0.4
2030-02-02 15:00 | 0.41
2030-02-02 16:00 | 0.43
2030-02-02 17:00 | 0.43
2030-02-02 18:00 | 0.44
2030-02-02 19:00 | 0.45
2030-02-02 20:00 | 0.46
2030-02-02 21:00 | 0.47
2030-02-02 22:00 | 0.48
2030-02-02 23:00 | 0.48
2030-02-03 | 0.4
2030-02-03 01:00 | 0.42
2030-02-03 02:00 | 0.42
2030-02-03 03:00 | 0.43
2030-02-03 04:00 | 0.43
2030-02-03 05:00 | 0.44
2030-02-03 06:00 | 0.46
2030-02-03 07:00 | 0.46
2030-02-03 08:00 | 0.42
2030-02-03 09:00 | 0.36
2030-02-03 10:00 | 0.32
2030-02-03 11:00 | 0.3
2030-02-03 12:00 | 0.3
2030-02-03 13:00 | 0.3
2030-02-03 14:00 | 0.3
2030-02-03 15:00 | 0.31
2030-02-03 16:00 | 0.32
2030-02-03 17:00 | 0.32
2030-02-03 18:00 | 0.33
2030-02-03 19:00 | 0.35
2030-02-03 20:00 | 0.36
2030-02-03 21:00 | 0.37
2030-02-03 22:00 | 0.37
2030-02-03 23:00 | 0.37
2030-02-04 | 0.37
2030-02-04 01:00 | 0.38
2030-02-04 02:00 | 0.39
2030-02-04 03:00 | 0.39
2030-02-04 04:00 | 0.39
2030-02-04 05:00 | 0.4
2030-02-04 06:00 | 0.41
2030-02-04 07:00 | 0.4
2030-02-04 08:00 | 0.37
2030-02-04 09:00 | 0.32
2030-02-04 10:00 | 0.29
2030-02-04 11:00 | 0.27
2030-02-04 12:00 | 0.26
2030-02-04 13:00 | 0.27
2030-02-04 14:00 | 0.27
2030-02-04 15:00 | 0.28
2030-02-04 16:00 | 0.29
2030-02-04 17:00 | 0.3
2030-02-04 18:00 | 0.3
2030-02-04 19:00 | 0.32
2030-02-04 20:00 | 0.33
2030-02-04 21:00 | 0.35
2030-02-04 22:00 | 0.36
2030-02-04 23:00 | 0.37
2030-02-05 | 0.48
2030-02-05 01:00 | 0.49
2030-02-05 02:00 | 0.49
2030-02-05 03:00 | 0.5
2030-02-05 04:00 | 0.49
2030-02-05 05:00 | 0.5
2030-02-05 06:00 | 0.52
2030-02-05 07:00 | 0.51
2030-02-05 08:00 | 0.46
2030-02-05 09:00 | 0.41
2030-02-05 10:00 | 0.38
2030-02-05 11:00 | 0.35
2030-02-05 12:00 | 0.34
2030-02-05 13:00 | 0.34
2030-02-05 14:00 | 0.34
2030-02-05 15:00 | 0.35
2030-02-05 16:00 | 0.37
2030-02-05 17:00 | 0.37
2030-02-05 18:00 | 0.38
2030-02-05 19:00 | 0.4
2030-02-05 20:00 | 0.41
2030-02-05 21:00 | 0.43
2030-02-05 22:00 | 0.45
2030-02-05 23:00 | 0.44
2030-02-06 | 0.61
2030-02-06 01:00 | 0.62
2030-02-06 02:00 | 0.62
2030-02-06 03:00 | 0.63
2030-02-06 04:00 | 0.63
2030-02-06 05:00 | 0.64
2030-02-06 06:00 | 0.65
2030-02-06 07:00 | 0.65
2030-02-06 08:00 | 0.6
2030-02-06 09:00 | 0.55
2030-02-06 10:00 | 0.53
2030-02-06 11:00 | 0.5
2030-02-06 12:00 | 0.48
2030-02-06 13:00 | 0.47
2030-02-06 14:00 | 0.47
2030-02-06 15:00 | 0.48
2030-02-06 16:00 | 0.51
2030-02-06 17:00 | 0.51
2030-02-06 18:00 | 0.51
2030-02-06 19:00 | 0.52
2030-02-06 20:00 | 0.53
2030-02-06 21:00 | 0.55
2030-02-06 22:00 | 0.55
2030-02-06 23:00 | 0.54
2030-02-07 | 0.62
2030-02-07 01:00 | 0.63
2030-02-07 02:00 | 0.63
2030-02-07 03:00 | 0.64
2030-02-07 04:00 | 0.64
2030-02-07 05:00 | 0.65
2030-02-07 06:00 | 0.67
2030-02-07 07:00 | 0.67
2030-02-07 08:00 | 0.62
2030-02-07 09:00 | 0.58
2030-02-07 10:00 | 0.55
2030-02-07 11:00 | 0.53
2030-02-07 12:00 | 0.51
2030-02-07 13:00 | 0.5
2030-02-07 14:00 | 0.5
2030-02-07 15:00 | 0.51
2030-02-07 16:00 | 0.52
2030-02-07 17:00 | 0.53
2030-02-07 18:00 | 0.53
2030-02-07 19:00 | 0.55
2030-02-07 20:00 | 0.56
2030-02-07 21:00 | 0.57
2030-02-07 22:00 | 0.57
2030-02-07 23:00 | 0.55
2030-02-08 | 0.48
2030-02-08 01:00 | 0.49
2030-02-08 02:00 | 0.5
2030-02-08 03:00 | 0.5
2030-02-08 04:00 | 0.51
2030-02-08 05:00 | 0.52
2030-02-08 06:00 | 0.53
2030-02-08 07:00 | 0.53
2030-02-08 08:00 | 0.48
2030-02-08 09:00 | 0.43
2030-02-08 10:00 | 0.4
2030-02-08 11:00 | 0.37
2030-02-08 12:00 | 0.35
2030-02-08 13:00 | 0.35
2030-02-08 14:00 | 0.35
2030-02-08 15:00 | 0.36
2030-02-08 16:00 | 0.38
2030-02-08 17:00 | 0.39
2030-02-08 18:00 | 0.39
2030-02-08 19:00 | 0.41
2030-02-08 20:00 | 0.43
2030-02-08 21:00 | 0.46
2030-02-08 22:00 | 0.46
2030-02-08 23:00 | 0.47
2030-02-09 | 0.45
2030-02-09 01:00 | 0.46
2030-02-09 02:00 | 0.46
2030-02-09 03:00 | 0.46
2030-02-09 04:00 | 0.46
2030-02-09 05:00 | 0.47
2030-02-09 06:00 | 0.48
2030-02-09 07:00 | 0.49
2030-02-09 08:00 | 0.46
2030-02-09 09:00 | 0.41
2030-02-09 10:00 | 0.38
2030-02-09 11:00 | 0.36
2030-02-09 12:00 | 0.35
2030-02-09 13:00 | 0.34
2030-02-09 14:00 | 0.34
2030-02-09 15:00 | 0.35
2030-02-09 16:00 | 0.36
2030-02-09 17:00 | 0.37
2030-02-09 18:00 | 0.38
2030-02-09 19:00 | 0.39
2030-02-09 20:00 | 0.41
2030-02-09 21:00 | 0.42
2030-02-09 22:00 | 0.42
2030-02-09 23:00 | 0.43
2030-02-10 | 0.42
2030-02-10 01:00 | 0.43
2030-02-10 02:00 | 0.44
2030-02-10 03:00 | 0.44
2030-02-10 04:00 | 0.45
2030-02-10 05:00 | 0.46
2030-02-10 06:00 | 0.48
2030-02-10 07:00 | 0.48
2030-02-10 08:00 | 0.44
2030-02-10 09:00 | 0.38
2030-02-10 10:00 | 0.34
2030-02-10 11:00 | 0.32
2030-02-10 12:00 | 0.31
2030-02-10 13:00 | 0.32
2030-02-10 14:00 | 0.32
2030-02-10 15:00 | 0.33
2030-02-10 16:00 | 0.33
2030-02-10 17:00 | 0.34
2030-02-10 18:00 | 0.35
2030-02-10 19:00 | 0.37
2030-02-10 20:00 | 0.37
2030-02-10 21:00 | 0.39
2030-02-10 22:00 | 0.39
2030-02-10 23:00 | 0.38
2030-02-11 | 0.35
2030-02-11 01:00 | 0.36
2030-02-11 02:00 | 0.36
2030-02-11 03:00 | 0.37
2030-02-11 04:00 | 0.37
2030-02-11 05:00 | 0.38
2030-02-11 06:00 | 0.39
2030-02-11 07:00 | 0.38
2030-02-11 08:00 | 0.35
2030-02-11 09:00 | 0.3
2030-02-11 10:00 | 0.27
2030-02-11 11:00 | 0.25
2030-02-11 12:00 | 0.24
2030-02-11 13:00 | 0.25
2030-02-11 14:00 | 0.25
2030-02-11 15:00 | 0.26
2030-02-11 16:00 | 0.27
2030-02-11 17:00 | 0.28
2030-02-11 18:00 | 0.28
2030-02-11 19:00 | 0.3
2030-02-11 20:00 | 0.31
2030-02-11 21:00 | 0.33
2030-02-11 22:00 | 0.35
2030-02-11 23:00 | 0.36
2030-02-12 | 0.33
2030-02-12 01:00 | 0.34
2030-02-12 02:00 | 0.34
2030-02-12 03:00 | 0.34
2030-02-12 04:00 | 0.34
2030-02-12 05:00 | 0.35
2030-02-12 06:00 | 0.36
2030-02-12 07:00 | 0.35
2030-02-12 08:00 | 0.31
2030-02-12 09:00 | 0.26
2030-02-12 10:00 | 0.23
2030-02-12 11:00 | 0.21
2030-02-12 12:00 | 0.2
2030-02-12 13:00 | 0.21
2030-02-12 14:00 | 0.22
2030-02-12 15:00 | 0.23
2030-02-12 16:00 | 0.24
2030-02-12 17:00 | 0.25
2030-02-12 18:00 | 0.26
2030-02-12 19:00 | 0.28
2030-02-12 20:00 | 0.3
2030-02-12 21:00 | 0.32
2030-02-12 22:00 | 0.33
2030-02-12 23:00 | 0.33
2030-02-13 | 0.36
2030-02-13 01:00 | 0.36
2030-02-13 02:00 | 0.36
2030-02-13 03:00 | 0.36
2030-02-13 04:00 | 0.36
2030-02-13 05:00 | 0.37
2030-02-13 06:00 | 0.38
2030-02-13 07:00 | 0.37
2030-02-13 08:00 | 0.33
2030-02-13 09:00 | 0.3
2030-02-13 10:00 | 0.27
2030-02-13 11:00 | 0.25
2030-02-13 12:00 | 0.25
2030-02-13 13:00 | 0.25
2030-02-13 14:00 | 0.26
2030-02-13 15:00 | 0.27
2030-02-13 16:00 | 0.3
2030-02-13 17:00 | 0.3
2030-02-13 18:00 | 0.3
2030-02-13 19:00 | 0.32
2030-02-13 20:00 | 0.33
2030-02-13 21:00 | 0.36
2030-02-13 22:00 | 0.36
2030-02-13 23:00 | 0.35
2030-02-14 | 0.48
2030-02-14 01:00 | 0.48
2030-02-14 02:00 | 0.48
2030-02-14 03:00 | 0.49
2030-02-14 04:00 | 0.49
2030-02-14 05:00 | 0.5
2030-02-14 06:00 | 0.51
2030-02-14 07:00 | 0.52
2030-02-14 08:00 | 0.47
2030-02-14 09:00 | 0.43
2030-02-14 10:00 | 0.41
2030-02-14 11:00 | 0.39
2030-02-14 12:00 | 0.37
2030-02-14 13:00 | 0.37
2030-02-14 14:00 | 0.37
2030-02-14 15:00 | 0.39
2030-02-14 16:00 | 0.4
2030-02-14 17:00 | 0.41
2030-02-14 18:00 | 0.41
2030-02-14 19:00 | 0.43
2030-02-14 20:00 | 0.44
2030-02-14 21:00 | 0.46
2030-02-14 22:00 | 0.46
2030-02-14 23:00 | 0.45
2030-02-15 | 0.57
2030-02-15 01:00 | 0.58
2030-02-15 02:00 | 0.59
2030-02-15 03:00 | 0.6
2030-02-15 04:00 | 0.6
2030-02-15 05:00 | 0.61
2030-02-15 06:00 | 0.62
2030-02-15 07:00 | 0.62
2030-02-15 08:00 | 0.57
2030-02-15 09:00 | 0.52
2030-02-15 10:00 | 0.48
2030-02-15 11:00 | 0.45
2030-02-15 12:00 | 0.43
2030-02-15 13:00 | 0.43
2030-02-15 14:00 | 0.42
2030-02-15 15:00 | 0.44
2030-02-15 16:00 | 0.46
2030-02-15 17:00 | 0.47
2030-02-15 18:00 | 0.47
2030-02-15 19:00 | 0.48
2030-02-15 20:00 | 0.5
2030-02-15 21:00 | 0.52
2030-02-15 22:00 | 0.53
2030-02-15 23:00 | 0.53
2030-02-16 | 0.62
2030-02-16 01:00 | 0.63
2030-02-16 02:00 | 0.63
2030-02-16 03:00 | 0.64
2030-02-16 04:00 | 0.64
2030-02-16 05:00 | 0.65
2030-02-16 06:00 | 0.66
2030-02-16 07:00 | 0.67
2030-02-16 08:00 | 0.63
2030-02-16 09:00 | 0.58
2030-02-16 10:00 | 0.55
2030-02-16 11:00 | 0.52
2030-02-16 12:00 | 0.5
2030-02-16 13:00 | 0.49
2030-02-16 14:00 | 0.48
2030-02-16 15:00 | 0.49
2030-02-16 16:00 | 0.5
2030-02-16 17:00 | 0.51
2030-02-16 18:00 | 0.52
2030-02-16 19:00 | 0.53
2030-02-16 20:00 | 0.54
2030-02-16 21:00 | 0.54
2030-02-16 22:00 | 0.55
2030-02-16 23:00 | 0.55
2030-02-17 | 0.5
2030-02-17 01:00 | 0.52
2030-02-17 02:00 | 0.52
2030-02-17 03:00 | 0.53
2030-02-17 04:00 | 0.54
2030-02-17 05:00 | 0.55
2030-02-17 06:00 | 0.56
2030-02-17 07:00 | 0.57
2030-02-17 08:00 | 0.52
2030-02-17 09:00 | 0.46
2030-02-17 10:00 | 0.42
2030-02-17 11:00 | 0.4
2030-02-17 12:00 | 0.39
2030-02-17 13:00 | 0.39
2030-02-17 14:00 | 0.39
2030-02-17 15:00 | 0.39
2030-02-17 16:00 | 0.4
2030-02-17 17:00 | 0.41
2030-02-17 18:00 | 0.41
2030-02-17 19:00 | 0.43
2030-02-17 20:00 | 0.44
2030-02-17 21:00 | 0.45
2030-02-17 22:00 | 0.45
2030-02-17 23:00 | 0.44
2030-02-18 | 0.33
2030-02-18 01:00 | 0.34
2030-02-18 02:00 | 0.34
2030-02-18 03:00 | 0.35
2030-02-18 04:00 | 0.35
2030-02-18 05:00 | 0.36
2030-02-18 06:00 | 0.37
2030-02-18 07:00 | 0.36
2030-02-18 08:00 | 0.33
2030-02-18 09:00 | 0.28
2030-02-18 10:00 | 0.25
2030-02-18 11:00 | 0.23
2030-02-18 12:00 | 0.23
2030-02-18 13:00 | 0.23
2030-02-18 14:00 | 0.23
2030-02-18 15:00 | 0.24
2030-02-18 16:00 | 0.26
2030-02-18 17:00 | 0.26
2030-02-18 18:00 | 0.27
2030-02-18 19:00 | 0.28
2030-02-18 20:00 | 0.3
2030-02-18 21:00 | 0.32
2030-02-18 22:00 | 0.33
2030-02-18 23:00 | 0.34
2030-02-19 | 0.37
2030-02-19 01:00 | 0.38
2030-02-19 02:00 | 0.38
2030-02-19 03:00 | 0.38
2030-02-19 04:00 | 0.38
2030-02-19 05:00 | 0.39
2030-02-19 06:00 | 0.4
2030-02-19 07:00 | 0.4
2030-02-19 08:00 | 0.35
2030-02-19 09:00 | 0.3
2030-02-19 10:00 | 0.27
2030-02-19 11:00 | 0.25
2030-02-19 12:00 | 0.24
2030-02-19 13:00 | 0.25
2030-02-19 14:00 | 0.25
2030-02-19 15:00 | 0.26
2030-02-19 16:00 | 0.28
2030-02-19 17:00 | 0.29
2030-02-19 18:00 | 0.3
2030-02-19 19:00 | 0.32
2030-02-19 20:00 | 0.33
2030-02-19 21:00 | 0.35
2030-02-19 22:00 | 0.37
2030-02-19 23:00 | 0.36
2030-02-20 | 0.5
2030-02-20 01:00 | 0.51
2030-02-20 02:00 | 0.51
2030-02-20 03:00 | 0.52
2030-02-20 04:00 | 0.52
2030-02-20 05:00 | 0.53
2030-02-20 06:00 | 0.54
2030-02-20 07:00 | 0.53
2030-02-20 08:00 | 0.49
2030-02-20 09:00 | 0.45
2030-02-20 10:00 | 0.42
2030-02-20 11:00 | 0.4
2030-02-20 12:00 | 0.39
2030-02-20 13:00 | 0.38
2030-02-20 14:00 | 0.38
2030-02-20 15:00 | 0.39
2030-02-20 16:00 | 0.42
2030-02-20 17:00 | 0.43
2030-02-20 18:00 | 0.42
2030-02-20 19:00 | 0.44
2030-02-20 20:00 | 0.45
2030-02-20 21:00 | 0.47
2030-02-20 22:00 | 0.47
2030-02-20 23:00 | 0.46
2030-02-21 | 0.5
2030-02-21 01:00 | 0.5
2030-02-21 02:00 | 0.5
2030-02-21 03:00 | 0.51
2030-02-21 04:00 | 0.51
2030-02-21 05:00 | 0.52
2030-02-21 06:00 | 0.53
2030-02-21 07:00 | 0.54
2030-02-21 08:00 | 0.49
2030-02-21 09:00 | 0.45
2030-02-21 10:00 | 0.43
2030-02-21 11:00 | 0.4
2030-02-21 12:00 | 0.39
2030-02-21 13:00 | 0.39
2030-02-21 14:00 | 0.39
2030-02-21 15:00 | 0.4
2030-02-21 16:00 | 0.42
2030-02-21 17:00 | 0.43
2030-02-21 18:00 | 0.43
2030-02-21 19:00 | 0.45
2030-02-21 20:00 | 0.46
2030-02-21 21:00 | 0.47
2030-02-21 22:00 | 0.47
2030-02-21 23:00 | 0.46
2030-02-22 | 0.42
2030-02-22 01:00 | 0.43
2030-02-22 02:00 | 0.44
2030-02-22 03:00 | 0.44
2030-02-22 04:00 | 0.44
2030-02-22 05:00 | 0.45
2030-02-22 06:00 | 0.47
2030-02-22 07:00 | 0.46
2030-02-22 08:00 | 0.42
2030-02-22 09:00 | 0.37
2030-02-22 10:00 | 0.33
2030-02-22 11:00 | 0.31
2030-02-22 12:00 | 0.3
2030-02-22 13:00 | 0.3
2030-02-22 14:00 | 0.3
2030-02-22 15:00 | 0.31
2030-02-22 16:00 | 0.33
2030-02-22 17:00 | 0.34
2030-02-22 18:00 | 0.34
2030-02-22 19:00 | 0.37
2030-02-22 20:00 | 0.38
2030-02-22 21:00 | 0.41
2030-02-22 22:00 | 0.41
2030-02-22 23:00 | 0.43
2030-02-23 | 0.35
2030-02-23 01:00 | 0.36
2030-02-23 02:00 | 0.36
2030-02-23 03:00 | 0.36
2030-02-23 04:00 | 0.36
2030-02-23 05:00 | 0.37
2030-02-23 06:00 | 0.38
2030-02-23 07:00 | 0.38
2030-02-23 08:00 | 0.35
2030-02-23 09:00 | 0.31
2030-02-23 10:00 | 0.28
2030-02-23 11:00 | 0.26
2030-02-23 12:00 | 0.26
2030-02-23 13:00 | 0.25
2030-02-23 14:00 | 0.26
2030-02-23 15:00 | 0.27
2030-02-23 16:00 | 0.28
2030-02-23 17:00 | 0.29
2030-02-23 18:00 | 0.3
2030-02-23 19:00 | 0.31
2030-02-23 20:00 | 0.33
2030-02-23 21:00 | 0.34
2030-02-23 22:00 | 0.35
2030-02-23 23:00 | 0.35
2030-02-24 | 0.3
2030-02-24 01:00 | 0.31
2030-02-24 02:00 | 0.32
2030-02-24 03:00 | 0.32
2030-02-24 04:00 | 0.33
2030-02-24 05:00 | 0.34
2030-02-24 06:00 | 0.35
2030-02-24 07:00 | 0.36
2030-02-24 08:00 | 0.32
2030-02-24 09:00 | 0.26
2030-02-24 10:00 | 0.22
2030-02-24 11:00 | 0.2
2030-02-24 12:00 | 0.21
2030-02-24 13:00 | 0.21
2030-02-24 14:00 | 0.22
2030-02-24 15:00 | 0.23
2030-02-24 16:00 | 0.24
2030-02-24 17:00 | 0.24
2030-02-24 18:00 | 0.25
2030-02-24 19:00 | 0.27
2030-02-24 20:00 | 0.28
2030-02-24 21:00 | 0.3
2030-02-24 22:00 | 0.3
2030-02-24 23:00 | 0.29
2030-02-25 | 0.4
2030-02-25 01:00 | 0.41
2030-02-25 02:00 | 0.42
2030-02-25 03:00 | 0.42
2030-02-25 04:00 | 0.43
2030-02-25 05:00 | 0.44
2030-02-25 06:00 | 0.44
2030-02-25 07:00 | 0.43
2030-02-25 08:00 | 0.4
2030-02-25 09:00 | 0.36
2030-02-25 10:00 | 0.32
2030-02-25 11:00 | 0.3
2030-02-25 12:00 | 0.29
2030-02-25 13:00 | 0.29
2030-02-25 14:00 | 0.29
2030-02-25 15:00 | 0.3
2030-02-25 16:00 | 0.32
2030-02-25 17:00 | 0.32
2030-02-25 18:00 | 0.33
2030-02-25 19:00 | 0.34
2030-02-25 20:00 | 0.35
2030-02-25 21:00 | 0.37
2030-02-25 22:00 | 0.39
2030-02-25 23:00 | 0.4
2030-02-26 | 0.5
2030-02-26 01:00 | 0.51
2030-02-26 02:00 | 0.52
2030-02-26 03:00 | 0.52
2030-02-26 04:00 | 0.52
2030-02-26 05:00 | 0.53
2030-02-26 06:00 | 0.54
2030-02-26 07:00 | 0.53
2030-02-26 08:00 | 0.49
2030-02-26 09:00 | 0.43
2030-02-26 10:00 | 0.4
2030-02-26 11:00 | 0.38
2030-02-26 12:00 | 0.36
2030-02-26 13:00 | 0.36
2030-02-26 14:00 | 0.36
2030-02-26 15:00 | 0.37
2030-02-26 16:00 | 0.39
2030-02-26 17:00 | 0.39
2030-02-26 18:00 | 0.4
2030-02-26 19:00 | 0.42
2030-02-26 20:00 | 0.43
2030-02-26 21:00 | 0.45
2030-02-26 22:00 | 0.46
2030-02-26 23:00 | 0.45
2030-02-27 | 0.56
2030-02-27 01:00 | 0.56
2030-02-27 02:00 | 0.56
2030-02-27 03:00 | 0.57
2030-02-27 04:00 | 0.57
2030-02-27 05:00 | 0.58
2030-02-27 06:00 | 0.59
2030-02-27 07:00 | 0.59
2030-02-27 08:00 | 0.54
2030-02-27 09:00 | 0.5
2030-02-27 10:00 | 0.47
2030-02-27 11:00 | 0.45
2030-02-27 12:00 | 0.43
2030-02-27 13:00 | 0.42
2030-02-27 14:00 | 0.43
2030-02-27 15:00 | 0.44
2030-02-27 16:00 | 0.46
2030-02-27 17:00 | 0.47
2030-02-27 18:00 | 0.47
2030-02-27 19:00 | 0.48
2030-02-27 20:00 | 0.49
2030-02-27 21:00 | 0.51
2030-02-27 22:00 | 0.51
2030-02-27 23:00 | 0.5
2030-02-28 | 0.43
2030-02-28 01:00 | 0.43
2030-02-28 02:00 | 0.43
2030-02-28 03:00 | 0.43
2030-02-28 04:00 | 0.44
2030-02-28 05:00 | 0.45
2030-02-28 06:00 | 0.46
2030-02-28 07:00 | 0.46
2030-02-28 08:00 | 0.42
2030-02-28 09:00 | 0.38
2030-02-28 10:00 | 0.36
2030-02-28 11:00 | 0.34
2030-02-28 12:00 | 0.33
2030-02-28 13:00 | 0.33
2030-02-28 14:00 | 0.33
2030-02-28 15:00 | 0.35
2030-02-28 16:00 | 0.36
2030-02-28 17:00 | 0.37
2030-02-28 18:00 | 0.37
2030-02-28 19:00 | 0.39
2030-02-28 20:00 | 0.4
2030-02-28 21:00 | 0.42
2030-02-28 22:00 | 0.42
2030-02-28 23:00 | 0.41
2030-03-01 | 0.55
2030-03-01 01:00 | 0.56
2030-03-01 02:00 | 0.56
2030-03-01 03:00 | 0.57
2030-03-01 04:00 | 0.57
2030-03-01 05:00 | 0.59
2030-03-01 06:00 | 0.6
2030-03-01 07:00 | 0.6
2030-03-01 08:00 | 0.55
2030-03-01 09:00 | 0.5
2030-03-01 10:00 | 0.46
2030-03-01 11:00 | 0.42
2030-03-01 12:00 | 0.38
2030-03-01 13:00 | 0.37
2030-03-01 14:00 | 0.36
2030-03-01 15:00 | 0.37
2030-03-01 16:00 | 0.38
2030-03-01 17:00 | 0.39
2030-03-01 18:00 | 0.39
2030-03-01 19:00 | 0.41
2030-03-01 20:00 | 0.44
2030-03-01 21:00 | 0.47
2030-03-01 22:00 | 0.48
2030-03-01 23:00 | 0.49
2030-03-02 | 0.55
2030-03-02 01:00 | 0.55
2030-03-02 02:00 | 0.56
2030-03-02 03:00 | 0.56
2030-03-02 04:00 | 0.57
2030-03-02 05:00 | 0.58
2030-03-02 06:00 | 0.59
2030-03-02 07:00 | 0.6
2030-03-02 08:00 | 0.56
2030-03-02 09:00 | 0.51
2030-03-02 10:00 | 0.48
2030-03-02 11:00 | 0.44
2030-03-02 12:00 | 0.41
2030-03-02 13:00 | 0.39
2030-03-02 14:00 | 0.38
2030-03-02 15:00 | 0.38
2030-03-02 16:00 | 0.39
2030-03-02 17:00 | 0.39
2030-03-02 18:00 | 0.4
2030-03-02 19:00 | 0.42
2030-03-02 20:00 | 0.44
2030-03-02 21:00 | 0.45
2030-03-02 22:00 | 0.47
2030-03-02 23:00 | 0.47
2030-03-03 | 0.53
2030-03-03 01:00 | 0.54
2030-03-03 02:00 | 0.54
2030-03-03 03:00 | 0.55
2030-03-03 04:00 | 0.56
2030-03-03 05:00 | 0.57
2030-03-03 06:00 | 0.59
2030-03-03 07:00 | 0.6
2030-03-03 08:00 | 0.55
2030-03-03 09:00 | 0.49
2030-03-03 10:00 | 0.44
2030-03-03 11:00 | 0.41
2030-03-03 12:00 | 0.38
2030-03-03 13:00 | 0.37
2030-03-03 14:00 | 0.36
2030-03-03 15:00 | 0.36
2030-03-03 16:00 | 0.36
2030-03-03 17:00 | 0.36
2030-03-03 18:00 | 0.38
2030-03-03 19:00 | 0.4
2030-03-03 20:00 | 0.41
2030-03-03 21:00 | 0.43
2030-03-03 22:00 | 0.44
2030-03-03 23:00 | 0.43
2030-03-04 | 0.44
2030-03-04 01:00 | 0.46
2030-03-04 02:00 | 0.46
2030-03-04 03:00 | 0.47
2030-03-04 04:00 | 0.47
2030-03-04 05:00 | 0.49
2030-03-04 06:00 | 0.49
2030-03-04 07:00 | 0.48
2030-03-04 08:00 | 0.45
2030-03-04 09:00 | 0.4
2030-03-04 10:00 | 0.36
2030-03-04 11:00 | 0.33
2030-03-04 12:00 | 0.3
2030-03-04 13:00 | 0.29
2030-03-04 14:00 | 0.29
2030-03-04 15:00 | 0.29
2030-03-04 16:00 | 0.3
2030-03-04 17:00 | 0.3
2030-03-04 18:00 | 0.31
2030-03-04 19:00 | 0.32
2030-03-04 20:00 | 0.34
2030-03-04 21:00 | 0.37
2030-03-04 22:00 | 0.39
2030-03-04 23:00 | 0.4
2030-03-05 | 0.45
2030-03-05 01:00 | 0.46
2030-03-05 02:00 | 0.46
2030-03-05 03:00 | 0.46
2030-03-05 04:00 | 0.46
2030-03-05 05:00 | 0.47
2030-03-05 06:00 | 0.48
2030-03-05 07:00 | 0.48
2030-03-05 08:00 | 0.43
2030-03-05 09:00 | 0.38
2030-03-05 10:00 | 0.34
2030-03-05 11:00 | 0.31
2030-03-05 12:00 | 0.28
2030-03-05 13:00 | 0.28
2030-03-05 14:00 | 0.27
2030-03-05 15:00 | 0.27
2030-03-05 16:00 | 0.29
2030-03-05 17:00 | 0.29
2030-03-05 18:00 | 0.3
2030-03-05 19:00 | 0.32
2030-03-05 20:00 | 0.35
2030-03-05 21:00 | 0.37
2030-03-05 22:00 | 0.39
2030-03-05 23:00 | 0.38
2030-03-06 | 0.58
2030-03-06 01:00 | 0.59
2030-03-06 02:00 | 0.59
2030-03-06 03:00 | 0.6
2030-03-06 04:00 | 0.6
2030-03-06 05:00 | 0.62
2030-03-06 06:00 | 0.62
2030-03-06 07:00 | 0.62
2030-03-06 08:00 | 0.57
2030-03-06 09:00 | 0.53
2030-03-06 10:00 | 0.5
2030-03-06 11:00 | 0.46
2030-03-06 12:00 | 0.43
2030-03-06 13:00 | 0.41
2030-03-06 14:00 | 0.41
2030-03-06 15:00 | 0.41
2030-03-06 16:00 | 0.43
2030-03-06 17:00 | 0.43
2030-03-06 18:00 | 0.44
2030-03-06 19:00 | 0.45
2030-03-06 20:00 | 0.47
2030-03-06 21:00 | 0.49
2030-03-06 22:00 | 0.5
2030-03-06 23:00 | 0.49
2030-03-07 | 0.5
2030-03-07 01:00 | 0.51
2030-03-07 02:00 | 0.51
2030-03-07 03:00 | 0.51
2030-03-07 04:00 | 0.52
2030-03-07 05:00 | 0.53
2030-03-07 06:00 | 0.54
2030-03-07 07:00 | 0.54
2030-03-07 08:00 | 0.5
2030-03-07 09:00 | 0.45
2030-03-07 10:00 | 0.43
2030-03-07 11:00 | 0.4
2030-03-07 12:00 | 0.37
2030-03-07 13:00 | 0.36
2030-03-07 14:00 | 0.35
2030-03-07 15:00 | 0.36
2030-03-07 16:00 | 0.37
2030-03-07 17:00 | 0.37
2030-03-07 18:00 | 0.38
2030-03-07 19:00 | 0.4
2030-03-07 20:00 | 0.42
2030-03-07 21:00 | 0.44
2030-03-07 22:00 | 0.45
2030-03-07 23:00 | 0.44
2030-03-08 | 0.36
2030-03-08 01:00 | 0.36
2030-03-08 02:00 | 0.37
2030-03-08 03:00 | 0.37
2030-03-08 04:00 | 0.37
2030-03-08 05:00 | 0.39
2030-03-08 06:00 | 0.4
2030-03-08 07:00 | 0.39
2030-03-08 08:00 | 0.35
2030-03-08 09:00 | 0.3
2030-03-08 10:00 | 0.27
2030-03-08 11:00 | 0.23
2030-03-08 12:00 | 0.21
2030-03-08 13:00 | 0.2
2030-03-08 14:00 | 0.2
2030-03-08 15:00 | 0.21
2030-03-08 16:00 | 0.22
2030-03-08 17:00 | 0.23
2030-03-08 18:00 | 0.24
2030-03-08 19:00 | 0.26
2030-03-08 20:00 | 0.29
2030-03-08 21:00 | 0.32
2030-03-08 22:00 | 0.34
2030-03-08 23:00 | 0.35
2030-03-09 | 0.28
2030-03-09 01:00 | 0.28
2030-03-09 02:00 | 0.28
2030-03-09 03:00 | 0.28
2030-03-09 04:00 | 0.28
2030-03-09 05:00 | 0.29
2030-03-09 06:00 | 0.3
2030-03-09 07:00 | 0.31
2030-03-09 08:00 | 0.28
2030-03-09 09:00 | 0.24
2030-03-09 10:00 | 0.21
2030-03-09 11:00 | 0.18
2030-03-09 12:00 | 0.16
2030-03-09 13:00 | 0.15
2030-03-09 14:00 | 0.15
2030-03-09 15:00 | 0.16
2030-03-09 16:00 | 0.17
2030-03-09 17:00 | 0.17
2030-03-09 18:00 | 0.19
2030-03-09 19:00 | 0.21
2030-03-09 20:00 | 0.23
2030-03-09 21:00 | 0.24
2030-03-09 22:00 | 0.26
2030-03-09 23:00 | 0.27
2030-03-10 | 0.35
2030-03-10 01:00 | 0.36
2030-03-10 02:00 | 0.36
2030-03-10 03:00 | 0.37
2030-03-10 04:00 | 0.37
2030-03-10 05:00 | 0.39
2030-03-10 06:00 | 0.4
2030-03-10 07:00 | 0.41
2030-03-10 08:00 | 0.36
2030-03-10 09:00 | 0.31
2030-03-10 10:00 | 0.26
2030-03-10 11:00 | 0.24
2030-03-10 12:00 | 0.22
2030-03-10 13:00 | 0.21
2030-03-10 14:00 | 0.22
2030-03-10 15:00 | 0.22
2030-03-10 16:00 | 0.22
2030-03-10 17:00 | 0.22
2030-03-10 18:00 | 0.24
2030-03-10 19:00 | 0.26
2030-03-10 20:00 | 0.27
2030-03-10 21:00 | 0.29
2030-03-10 22:00 | 0.3
2030-03-10 23:00 | 0.3
2030-03-11 | 0.38
2030-03-11 01:00 | 0.4
2030-03-11 02:00 | 0.4
2030-03-11 03:00 | 0.41
2030-03-11 04:00 | 0.41
2030-03-11 05:00 | 0.43
2030-03-11 06:00 | 0.43
2030-03-11 07:00 | 0.42
2030-03-11 08:00 | 0.39
2030-03-11 09:00 | 0.34
2030-03-11 10:00 | 0.31
2030-03-11 11:00 | 0.28
2030-03-11 12:00 | 0.25
2030-03-11 13:00 | 0.24
2030-03-11 14:00 | 0.24
2030-03-11 15:00 | 0.24
2030-03-11 16:00 | 0.25
2030-03-11 17:00 | 0.25
2030-03-11 18:00 | 0.26
2030-03-11 19:00 | 0.28
2030-03-11 20:00 | 0.3
2030-03-11 21:00 | 0.32
2030-03-11 22:00 | 0.35
2030-03-11 23:00 | 0.36
2030-03-12 | 0.39
2030-03-12 01:00 | 0.39
2030-03-12 02:00 | 0.4
2030-03-12 03:00 | 0.4
2030-03-12 04:00 | 0.4
2030-03-12 05:00 | 0.41
2030-03-12 06:00 | 0.42
2030-03-12 07:00 | 0.41
2030-03-12 08:00 | 0.37
2030-03-12 09:00 | 0.31
2030-03-12 10:00 | 0.28
2030-03-12 11:00 | 0.25
2030-03-12 12:00 | 0.22
2030-03-12 13:00 | 0.22
2030-03-12 14:00 | 0.22
2030-03-12 15:00 | 0.23
2030-03-12 16:00 | 0.23
2030-03-12 17:00 | 0.24
2030-03-12 18:00 | 0.25
2030-03-12 19:00 | 0.28
2030-03-12 20:00 | 0.3
2030-03-12 21:00 | 0.32
2030-03-12 22:00 | 0.35
2030-03-12 23:00 | 0.34
2030-03-13 | 0.37
2030-03-13 01:00 | 0.37
2030-03-13 02:00 | 0.37
2030-03-13 03:00 | 0.38
2030-03-13 04:00 | 0.38
2030-03-13 05:00 | 0.39
2030-03-13 06:00 | 0.39
2030-03-13 07:00 | 0.39
2030-03-13 08:00 | 0.35
2030-03-13 09:00 | 0.31
2030-03-13 10:00 | 0.28
2030-03-13 11:00 | 0.25
2030-03-13 12:00 | 0.23
2030-03-13 13:00 | 0.22
2030-03-13 14:00 | 0.23
2030-03-13 15:00 | 0.23
2030-03-13 16:00 | 0.25
2030-03-13 17:00 | 0.25
2030-03-13 18:00 | 0.26
2030-03-13 19:00 | 0.28
2030-03-13 20:00 | 0.3
2030-03-13 21:00 | 0.33
2030-03-13 22:00 | 0.34
2030-03-13 23:00 | 0.33
2030-03-14 | 0.36
2030-03-14 01:00 | 0.36
2030-03-14 02:00 | 0.37
2030-03-14 03:00 | 0.37
2030-03-14 04:00 | 0.37
2030-03-14 05:00 | 0.38
2030-03-14 06:00 | 0.39
2030-03-14 07:00 | 0.39
2030-03-14 08:00 | 0.35
2030-03-14 09:00 | 0.31
2030-03-14 10:00 | 0.29
2030-03-14 11:00 | 0.26
2030-03-14 12:00 | 0.24
2030-03-14 13:00 | 0.23
2030-03-14 14:00 | 0.24
2030-03-14 15:00 | 0.24
2030-03-14 16:00 | 0.25
2030-03-14 17:00 | 0.25
2030-03-14 18:00 | 0.27
2030-03-14 19:00 | 0.29
2030-03-14 20:00 | 0.31
2030-03-14 21:00 | 0.33
2030-03-14 22:00 | 0.35
2030-03-14 23:00 | 0.33
2030-03-15 | 0.44
2030-03-15 01:00 | 0.45
2030-03-15 02:00 | 0.45
2030-03-15 03:00 | 0.46
2030-03-15 04:00 | 0.46
2030-03-15 05:00 | 0.48
2030-03-15 06:00 | 0.48
2030-03-15 07:00 | 0.48
2030-03-15 08:00 | 0.44
2030-03-15 09:00 | 0.39
2030-03-15 10:00 | 0.35
2030-03-15 11:00 | 0.31
2030-03-15 12:00 | 0.28
2030-03-15 13:00 | 0.28
2030-03-15 14:00 | 0.27
2030-03-15 15:00 | 0.28
2030-03-15 16:00 | 0.29
2030-03-15 17:00 | 0.3
2030-03-15 18:00 | 0.31
2030-03-15 19:00 | 0.33
2030-03-15 20:00 | 0.35
2030-03-15 21:00 | 0.38
2030-03-15 22:00 | 0.4
2030-03-15 23:00 | 0.41
2030-03-16 | 0.43
2030-03-16 01:00 | 0.43
2030-03-16 02:00 | 0.43
2030-03-16 03:00 | 0.44
2030-03-16 04:00 | 0.44
2030-03-16 05:00 | 0.45
2030-03-16 06:00 | 0.46
2030-03-16 07:00 | 0.47
2030-03-16 08:00 | 0.43
2030-03-16 09:00 | 0.39
2030-03-16 10:00 | 0.35
2030-03-16 11:00 | 0.33
2030-03-16 12:00 | 0.3
2030-03-16 13:00 | 0.29
2030-03-16 14:00 | 0.28
2030-03-16 15:00 | 0.28
2030-03-16 16:00 | 0.29
2030-03-16 17:00 | 0.29
2030-03-16 18:00 | 0.3
2030-03-16 19:00 | 0.32
2030-03-16 20:00 | 0.34
2030-03-16 21:00 | 0.36
2030-03-16 22:00 | 0.37
2030-03-16 23:00 | 0.38
2030-03-17 | 0.32
2030-03-17 01:00 | 0.33
2030-03-17 02:00 | 0.33
2030-03-17 03:00 | 0.34
2030-03-17 04:00 | 0.35
2030-03-17 05:00 | 0.36
2030-03-17 06:00 | 0.37
2030-03-17 07:00 | 0.38
2030-03-17 08:00 | 0.34
2030-03-17 09:00 | 0.28
2030-03-17 10:00 | 0.24
2030-03-17 11:00 | 0.21
2030-03-17 12:00 | 0.19
2030-03-17 13:00 | 0.19
2030-03-17 14:00 | 0.19
2030-03-17 15:00 | 0.2
2030-03-17 16:00 | 0.2
2030-03-17 17:00 | 0.2
2030-03-17 18:00 | 0.21
2030-03-17 19:00 | 0.24
2030-03-17 20:00 | 0.25
2030-03-17 21:00 | 0.27
2030-03-17 22:00 | 0.28
2030-03-17 23:00 | 0.28
2030-03-18 | 0.28
2030-03-18 01:00 | 0.29
2030-03-18 02:00 | 0.29
2030-03-18 03:00 | 0.3
2030-03-18 04:00 | 0.3
2030-03-18 05:00 | 0.31
2030-03-18 06:00 | 0.31
2030-03-18 07:00 | 0.31
2030-03-18 08:00 | 0.28
2030-03-18 09:00 | 0.23
2030-03-18 10:00 | 0.2
2030-03-18 11:00 | 0.17
2030-03-18 12:00 | 0.15
2030-03-18 13:00 | 0.15
2030-03-18 14:00 | 0.15
2030-03-18 15:00 | 0.15
2030-03-18 16:00 | 0.16
2030-03-18 17:00 | 0.16
2030-03-18 18:00 | 0.18
2030-03-18 19:00 | 0.19
2030-03-18 20:00 | 0.21
2030-03-18 21:00 | 0.24
2030-03-18 22:00 | 0.27
2030-03-18 23:00 | 0.28
2030-03-19 | 0.16
2030-03-19 01:00 | 0.17
2030-03-19 02:00 | 0.17
2030-03-19 03:00 | 0.18
2030-03-19 04:00 | 0.18
2030-03-19 05:00 | 0.19
2030-03-19 06:00 | 0.2
2030-03-19 07:00 | 0.21
2030-03-19 08:00 | 0.17
2030-03-19 09:00 | 0.12
2030-03-19 10:00 | 0.09
2030-03-19 11:00 | 0.07
2030-03-19 12:00 | 0.06
2030-03-19 13:00 | 0.06
2030-03-19 14:00 | 0.07
2030-03-19 15:00 | 0.08
2030-03-19 16:00 | 0.09
2030-03-19 17:00 | 0.09
2030-03-19 18:00 | 0.11
2030-03-19 19:00 | 0.13
2030-03-19 20:00 | 0.14
2030-03-19 21:00 | 0.16
2030-03-19 22:00 | 0.19
2030-03-19 23:00 | 0.18
2030-03-20 | 0.19
2030-03-20 01:00 | 0.19
2030-03-20 02:00 | 0.19
2030-03-20 03:00 | 0.2
2030-03-20 04:00 | 0.2
2030-03-20 05:00 | 0.21
2030-03-20 06:00 | 0.22
2030-03-20 07:00 | 0.23
2030-03-20 08:00 | 0.19
2030-03-20 09:00 | 0.16
2030-03-20 10:00 | 0.13
2030-03-20 11:00 | 0.11
2030-03-20 12:00 | 0.1
2030-03-20 13:00 | 0.09
2030-03-20 14:00 | 0.1
2030-03-20 15:00 | 0.11
2030-03-20 16:00 | 0.14
2030-03-20 17:00 | 0.14
2030-03-20 18:00 | 0.14
2030-03-20 19:00 | 0.16
2030-03-20 20:00 | 0.17
2030-03-20 21:00 | 0.2
2030-03-20 22:00 | 0.21
2030-03-20 23:00 | 0.2
2030-03-21 | 0.18
2030-03-21 01:00 | 0.17
2030-03-21 02:00 | 0.18
2030-03-21 03:00 | 0.18
2030-03-21 04:00 | 0.19
2030-03-21 05:00 | 0.2
2030-03-21 06:00 | 0.21
2030-03-21 07:00 | 0.23
2030-03-21 08:00 | 0.19
2030-03-21 09:00 | 0.15
2030-03-21 10:00 | 0.13
2030-03-21 11:00 | 0.11
2030-03-21 12:00 | 0.1
2030-03-21 13:00 | 0.1
2030-03-21 14:00 | 0.11
2030-03-21 15:00 | 0.12
2030-03-21 16:00 | 0.13
2030-03-21 17:00 | 0.14
2030-03-21 18:00 | 0.14
2030-03-21 19:00 | 0.17
2030-03-21 20:00 | 0.18
2030-03-21 21:00 | 0.2
2030-03-21 22:00 | 0.21
2030-03-21 23:00 | 0.2
2030-03-22 | 0.21
2030-03-22 01:00 | 0.22
2030-03-22 02:00 | 0.22
2030-03-22 03:00 | 0.23
2030-03-22 04:00 | 0.23
2030-03-22 05:00 | 0.24
2030-03-22 06:00 | 0.25
2030-03-22 07:00 | 0.26
2030-03-22 08:00 | 0.22
2030-03-22 09:00 | 0.17
2030-03-22 10:00 | 0.14
2030-03-22 11:00 | 0.11
2030-03-22 12:00 | 0.09
2030-03-22 13:00 | 0.09
2030-03-22 14:00 | 0.1
2030-03-22 15:00 | 0.11
2030-03-22 16:00 | 0.12
2030-03-22 17:00 | 0.13
2030-03-22 18:00 | 0.14
2030-03-22 19:00 | 0.16
2030-03-22 20:00 | 0.18
2030-03-22 21:00 | 0.21
2030-03-22 22:00 | 0.23
2030-03-22 23:00 | 0.25
2030-03-23 | 0.32
2030-03-23 01:00 | 0.32
2030-03-23 02:00 | 0.32
2030-03-23 03:00 | 0.32
2030-03-23 04:00 | 0.33
2030-03-23 05:00 | 0.34
2030-03-23 06:00 | 0.34
2030-03-23 07:00 | 0.35
2030-03-23 08:00 | 0.32
2030-03-23 09:00 | 0.28
2030-03-23 10:00 | 0.25
2030-03-23 11:00 | 0.22
2030-03-23 12:00 | 0.2
2030-03-23 13:00 | 0.19
2030-03-23 14:00 | 0.19
2030-03-23 15:00 | 0.19
2030-03-23 16:00 | 0.2
2030-03-23 17:00 | 0.2
2030-03-23 18:00 | 0.22
2030-03-23 19:00 | 0.24
2030-03-23 20:00 | 0.26
2030-03-23 21:00 | 0.28
2030-03-23 22:00 | 0.29
2030-03-23 23:00 | 0.3
2030-03-24 | 0.34
2030-03-24 01:00 | 0.35
2030-03-24 02:00 | 0.35
2030-03-24 03:00 | 0.35
2030-03-24 04:00 | 0.36
2030-03-24 05:00 | 0.37
2030-03-24 06:00 | 0.38
2030-03-24 07:00 | 0.39
2030-03-24 08:00 | 0.35
2030-03-24 09:00 | 0.29
2030-03-24 10:00 | 0.25
2030-03-24 11:00 | 0.22
2030-03-24 12:00 | 0.2
2030-03-24 13:00 | 0.2
2030-03-24 14:00 | 0.2
2030-03-24 15:00 | 0.21
2030-03-24 16:00 | 0.21
2030-03-24 17:00 | 0.21
2030-03-24 18:00 | 0.22
2030-03-24 19:00 | 0.25
2030-03-24 20:00 | 0.26
2030-03-24 21:00 | 0.28
2030-03-24 22:00 | 0.29
2030-03-24 23:00 | 0.29
2030-03-25 | 0.36
2030-03-25 01:00 | 0.37
2030-03-25 02:00 | 0.38
2030-03-25 03:00 | 0.38
2030-03-25 04:00 | 0.38
2030-03-25 05:00 | 0.4
2030-03-25 06:00 | 0.4
2030-03-25 07:00 | 0.39
2030-03-25 08:00 | 0.36
2030-03-25 09:00 | 0.32
2030-03-25 10:00 | 0.28
2030-03-25 11:00 | 0.25
2030-03-25 12:00 | 0.23
2030-03-25 13:00 | 0.22
2030-03-25 14:00 | 0.22
2030-03-25 15:00 | 0.22
2030-03-25 16:00 | 0.23
2030-03-25 17:00 | 0.23
2030-03-25 18:00 | 0.24
2030-03-25 19:00 | 0.26
2030-03-25 20:00 | 0.28
2030-03-25 21:00 | 0.3
2030-03-25 22:00 | 0.33
2030-03-25 23:00 | 0.34
2030-03-26 | 0.33
2030-03-26 01:00 | 0.34
2030-03-26 02:00 | 0.34
2030-03-26 03:00 | 0.34
2030-03-26 04:00 | 0.34
2030-03-26 05:00 | 0.35
2030-03-26 06:00 | 0.35
2030-03-26 07:00 | 0.35
2030-03-26 08:00 | 0.31
2030-03-26 09:00 | 0.26
2030-03-26 10:00 | 0.22
2030-03-26 11:00 | 0.2
2030-03-26 12:00 | 0.17
2030-03-26 13:00 | 0.17
2030-03-26 14:00 | 0.17
2030-03-26 15:00 | 0.18
2030-03-26 16:00 | 0.19
2030-03-26 17:00 | 0.19
2030-03-26 18:00 | 0.21
2030-03-26 19:00 | 0.23
2030-03-26 20:00 | 0.25
2030-03-26 21:00 | 0.28
2030-03-26 22:00 | 0.3
2030-03-26 23:00 | 0.3
2030-03-27 | 0.28
2030-03-27 01:00 | 0.29
2030-03-27 02:00 | 0.28
2030-03-27 03:00 | 0.29
2030-03-27 04:00 | 0.29
2030-03-27 05:00 | 0.3
2030-03-27 06:00 | 0.3
2030-03-27 07:00 | 0.3
2030-03-27 08:00 | 0.26
2030-03-27 09:00 | 0.23
2030-03-27 10:00 | 0.2
2030-03-27 11:00 | 0.17
2030-03-27 12:00 | 0.15
2030-03-27 13:00 | 0.15
2030-03-27 14:00 | 0.16
2030-03-27 15:00 | 0.17
2030-03-27 16:00 | 0.18
2030-03-27 17:00 | 0.18
2030-03-27 18:00 | 0.19
2030-03-27 19:00 | 0.21
2030-03-27 20:00 | 0.23
2030-03-27 21:00 | 0.26
2030-03-27 22:00 | 0.28
2030-03-27 23:00 | 0.27
2030-03-28 | 0.27
2030-03-28 01:00 | 0.27
2030-03-28 02:00 | 0.27
2030-03-28 03:00 | 0.27
2030-03-28 04:00 | 0.27
2030-03-28 05:00 | 0.28
2030-03-28 06:00 | 0.29
2030-03-28 07:00 | 0.29
2030-03-28 08:00 | 0.26
2030-03-28 09:00 | 0.22
2030-03-28 10:00 | 0.19
2030-03-28 11:00 | 0.17
2030-03-28 12:00 | 0.15
2030-03-28 13:00 | 0.15
2030-03-28 14:00 | 0.16
2030-03-28 15:00 | 0.17
2030-03-28 16:00 | 0.17
2030-03-28 17:00 | 0.18
2030-03-28 18:00 | 0.19
2030-03-28 19:00 | 0.22
2030-03-28 20:00 | 0.23
2030-03-28 21:00 | 0.26
2030-03-28 22:00 | 0.27
2030-03-28 23:00 | 0.27
2030-03-29 | 0.35
2030-03-29 01:00 | 0.36
2030-03-29 02:00 | 0.36
2030-03-29 03:00 | 0.37
2030-03-29 04:00 | 0.37
2030-03-29 05:00 | 0.38
2030-03-29 06:00 | 0.39
2030-03-29 07:00 | 0.39
2030-03-29 08:00 | 0.35
2030-03-29 09:00 | 0.3
2030-03-29 10:00 | 0.26
2030-03-29 11:00 | 0.23
2030-03-29 12:00 | 0.2
2030-03-29 13:00 | 0.2
2030-03-29 14:00 | 0.2
2030-03-29 15:00 | 0.21
2030-03-29 16:00 | 0.22
2030-03-29 17:00 | 0.22
2030-03-29 18:00 | 0.23
2030-03-29 19:00 | 0.26
2030-03-29 20:00 | 0.28
2030-03-29 21:00 | 0.32
2030-03-29 22:00 | 0.33
2030-03-29 23:00 | 0.35
2030-03-30 | 0.48
2030-03-30 01:00 | 0.49
2030-03-30 02:00 | 0.49
2030-03-30 03:00 | 0.5
2030-03-30 04:00 | 0.5
2030-03-30 05:00 | 0.51
2030-03-30 06:00 | 0.52
2030-03-30 07:00 | 0.53
2030-03-30 08:00 | 0.49
2030-03-30 09:00 | 0.44
2030-03-30 10:00 | 0.41
2030-03-30 11:00 | 0.38
2030-03-30 12:00 | 0.35
2030-03-30 13:00 | 0.34
2030-03-30 14:00 | 0.33
2030-03-30 15:00 | 0.33
2030-03-30 16:00 | 0.34
2030-03-30 17:00 | 0.34
2030-03-30 18:00 | 0.35
2030-03-30 19:00 | 0.37
2030-03-30 20:00 | 0.39
2030-03-30 21:00 | 0.4
2030-03-30 22:00 | 0.42
2030-03-30 23:00 | 0.42
2030-03-31 | 0.46
2030-03-31 01:00 | 0.48
2030-03-31 02:00 | 0.48
2030-03-31 03:00 | 0.49
2030-03-31 04:00 | 0.49
2030-03-31 05:00 | 0.51
2030-03-31 06:00 | 0.52
2030-03-31 07:00 | 0.53
2030-03-31 08:00 | 0.48
2030-03-31 09:00 | 0.42
2030-03-31 10:00 | 0.38
2030-03-31 11:00 | 0.35
2030-03-31 12:00 | 0.32
2030-03-31 13:00 | 0.32
2030-03-31 14:00 | 0.31
2030-03-31 15:00 | 0.31
2030-03-31 16:00 | 0.31
2030-03-31 17:00 | 0.31
2030-03-31 18:00 | 0.33
2030-03-31 19:00 | 0.35
2030-03-31 20:00 | 0.36
2030-03-31 21:00 | 0.38
2030-03-31 22:00 | 0.39
2030-03-31 23:00 | 0.38
2030-04-01 | 0.42
2030-04-01 01:00 | 0.44
2030-04-01 02:00 | 0.45
2030-04-01 03:00 | 0.45
2030-04-01 04:00 | 0.46
2030-04-01 05:00 | 0.47
2030-04-01 06:00 | 0.47
2030-04-01 07:00 | 0.44
2030-04-01 08:00 | 0.39
2030-04-01 09:00 | 0.34
2030-04-01 10:00 | 0.3
2030-04-01 11:00 | 0.28
2030-04-01 12:00 | 0.26
2030-04-01 13:00 | 0.26
2030-04-01 14:00 | 0.25
2030-04-01 15:00 | 0.25
2030-04-01 16:00 | 0.26
2030-04-01 17:00 | 0.25
2030-04-01 18:00 | 0.26
2030-04-01 19:00 | 0.27
2030-04-01 20:00 | 0.3
2030-04-01 21:00 | 0.33
2030-04-01 22:00 | 0.35
2030-04-01 23:00 | 0.36
2030-04-02 | 0.35
2030-04-02 01:00 | 0.37
2030-04-02 02:00 | 0.37
2030-04-02 03:00 | 0.37
2030-04-02 04:00 | 0.37
2030-04-02 05:00 | 0.38
2030-04-02 06:00 | 0.39
2030-04-02 07:00 | 0.36
2030-04-02 08:00 | 0.3
2030-04-02 09:00 | 0.24
2030-04-02 10:00 | 0.2
2030-04-02 11:00 | 0.19
2030-04-02 12:00 | 0.17
2030-04-02 13:00 | 0.17
2030-04-02 14:00 | 0.17
2030-04-02 15:00 | 0.18
2030-04-02 16:00 | 0.19
2030-04-02 17:00 | 0.18
2030-04-02 18:00 | 0.19
2030-04-02 19:00 | 0.22
2030-04-02 20:00 | 0.24
2030-04-02 21:00 | 0.27
2030-04-02 22:00 | 0.3
2030-04-02 23:00 | 0.29
2030-04-03 | 0.26
2030-04-03 01:00 | 0.27
2030-04-03 02:00 | 0.26
2030-04-03 03:00 | 0.27
2030-04-03 04:00 | 0.27
2030-04-03 05:00 | 0.28
2030-04-03 06:00 | 0.29
2030-04-03 07:00 | 0.26
2030-04-03 08:00 | 0.21
2030-04-03 09:00 | 0.16
2030-04-03 10:00 | 0.13
2030-04-03 11:00 | 0.12
2030-04-03 12:00 | 0.11
2030-04-03 13:00 | 0.11
2030-04-03 14:00 | 0.12
2030-04-03 15:00 | 0.13
2030-04-03 16:00 | 0.15
2030-04-03 17:00 | 0.14
2030-04-03 18:00 | 0.14
2030-04-03 19:00 | 0.16
2030-04-03 20:00 | 0.18
2030-04-03 21:00 | 0.22
2030-04-03 22:00 | 0.23
2030-04-03 23:00 | 0.22
2030-04-04 | 0.34
2030-04-04 01:00 | 0.34
2030-04-04 02:00 | 0.35
2030-04-04 03:00 | 0.34
2030-04-04 04:00 | 0.35
2030-04-04 05:00 | 0.36
2030-04-04 06:00 | 0.37
2030-04-04 07:00 | 0.35
2030-04-04 08:00 | 0.3
2030-04-04 09:00 | 0.24
2030-04-04 10:00 | 0.22
2030-04-04 11:00 | 0.2
2030-04-04 12:00 | 0.19
2030-04-04 13:00 | 0.19
2030-04-04 14:00 | 0.19
2030-04-04 15:00 | 0.21
2030-04-04 16:00 | 0.21
2030-04-04 17:00 | 0.21
2030-04-04 18:00 | 0.21
2030-04-04 19:00 | 0.23
2030-04-04 20:00 | 0.26
2030-04-04 21:00 | 0.29
2030-04-04 22:00 | 0.3
2030-04-04 23:00 | 0.29
2030-04-05 | 0.34
2030-04-05 01:00 | 0.35
2030-04-05 02:00 | 0.35
2030-04-05 03:00 | 0.36
2030-04-05 04:00 | 0.36
2030-04-05 05:00 | 0.37
2030-04-05 06:00 | 0.38
2030-04-05 07:00 | 0.36
2030-04-05 08:00 | 0.3
2030-04-05 09:00 | 0.24
2030-04-05 10:00 | 0.2
2030-04-05 11:00 | 0.18
2030-04-05 12:00 | 0.17
2030-04-05 13:00 | 0.17
2030-04-05 14:00 | 0.17
2030-04-05 15:00 | 0.18
2030-04-05 16:00 | 0.19
2030-04-05 17:00 | 0.19
2030-04-05 18:00 | 0.19
2030-04-05 19:00 | 0.21
2030-04-05 20:00 | 0.24
2030-04-05 21:00 | 0.28
2030-04-05 22:00 | 0.29
2030-04-05 23:00 | 0.31
2030-04-06 | 0.33
2030-04-06 01:00 | 0.34
2030-04-06 02:00 | 0.34
2030-04-06 03:00 | 0.34
2030-04-06 04:00 | 0.35
2030-04-06 05:00 | 0.36
2030-04-06 06:00 | 0.36
2030-04-06 07:00 | 0.35
2030-04-06 08:00 | 0.3
2030-04-06 09:00 | 0.25
2030-04-06 10:00 | 0.22
2030-04-06 11:00 | 0.2
2030-04-06 12:00 | 0.19
2030-04-06 13:00 | 0.18
2030-04-06 14:00 | 0.18
2030-04-06 15:00 | 0.19
2030-04-06 16:00 | 0.19
2030-04-06 17:00 | 0.19
2030-04-06 18:00 | 0.19
2030-04-06 19:00 | 0.21
2030-04-06 20:00 | 0.24
2030-04-06 21:00 | 0.26
2030-04-06 22:00 | 0.28
2030-04-06 23:00 | 0.29
2030-04-07 | 0.29
2030-04-07 01:00 | 0.3
2030-04-07 02:00 | 0.3
2030-04-07 03:00 | 0.31
2030-04-07 04:00 | 0.32
2030-04-07 05:00 | 0.33
2030-04-07 06:00 | 0.34
2030-04-07 07:00 | 0.32
2030-04-07 08:00 | 0.27
2030-04-07 09:00 | 0.2
2030-04-07 10:00 | 0.16
2030-04-07 11:00 | 0.14
2030-04-07 12:00 | 0.14
2030-04-07 13:00 | 0.14
2030-04-07 14:00 | 0.14
2030-04-07 15:00 | 0.15
2030-04-07 16:00 | 0.15
2030-04-07 17:00 | 0.14
2030-04-07 18:00 | 0.15
2030-04-07 19:00 | 0.17
2030-04-07 20:00 | 0.19
2030-04-07 21:00 | 0.22
2030-04-07 22:00 | 0.23
2030-04-07 23:00 | 0.22
2030-04-08 | 0.21
2030-04-08 01:00 | 0.23
2030-04-08 02:00 | 0.24
2030-04-08 03:00 | 0.24
2030-04-08 04:00 | 0.25
2030-04-08 05:00 | 0.26
2030-04-08 06:00 | 0.26
2030-04-08 07:00 | 0.24
2030-04-08 08:00 | 0.19
2030-04-08 09:00 | 0.14
2030-04-08 10:00 | 0.1
2030-04-08 11:00 | 0.09
2030-04-08 12:00 | 0.08
2030-04-08 13:00 | 0.09
2030-04-08 14:00 | 0.09
2030-04-08 15:00 | 0.1
2030-04-08 16:00 | 0.1
2030-04-08 17:00 | 0.1
2030-04-08 18:00 | 0.1
2030-04-08 19:00 | 0.12
2030-04-08 20:00 | 0.14
2030-04-08 21:00 | 0.17
2030-04-08 22:00 | 0.2
2030-04-08 23:00 | 0.21
2030-04-09 | 0.22
2030-04-09 01:00 | 0.23
2030-04-09 02:00 | 0.24
2030-04-09 03:00 | 0.24
2030-04-09 04:00 | 0.24
2030-04-09 05:00 | 0.25
2030-04-09 06:00 | 0.26
2030-04-09 07:00 | 0.24
2030-04-09 08:00 | 0.18
2030-04-09 09:00 | 0.12
2030-04-09 10:00 | 0.09
2030-04-09 11:00 | 0.07
2030-04-09 12:00 | 0.07
2030-04-09 13:00 | 0.07
2030-04-09 14:00 | 0.08
2030-04-09 15:00 | 0.09
2030-04-09 16:00 | 0.1
2030-04-09 17:00 | 0.09
2030-04-09 18:00 | 0.1
2030-04-09 19:00 | 0.12
2030-04-09 20:00 | 0.15
2030-04-09 21:00 | 0.18
2030-04-09 22:00 | 0.2
2030-04-09 23:00 | 0.2
2030-04-10 | 0.29
2030-04-10 01:00 | 0.29
2030-04-10 02:00 | 0.29
2030-04-10 03:00 | 0.29
2030-04-10 04:00 | 0.3
2030-04-10 05:00 | 0.31
2030-04-10 06:00 | 0.31
2030-04-10 07:00 | 0.28
2030-04-10 08:00 | 0.23
2030-04-10 09:00 | 0.18
2030-04-10 10:00 | 0.15
2030-04-10 11:00 | 0.14
2030-04-10 12:00 | 0.13
2030-04-10 13:00 | 0.13
2030-04-10 14:00 | 0.14
2030-04-10 15:00 | 0.15
2030-04-10 16:00 | 0.17
2030-04-10 17:00 | 0.16
2030-04-10 18:00 | 0.16
2030-04-10 19:00 | 0.18
2030-04-10 20:00 | 0.2
2030-04-10 21:00 | 0.24
2030-04-10 22:00 | 0.25
2030-04-10 23:00 | 0.24
2030-04-11 | 0.31
2030-04-11 01:00 | 0.31
2030-04-11 02:00 | 0.32
2030-04-11 03:00 | 0.31
2030-04-11 04:00 | 0.32
2030-04-11 05:00 | 0.33
2030-04-11 06:00 | 0.34
2030-04-11 07:00 | 0.32
2030-04-11 08:00 | 0.27
2030-04-11 09:00 | 0.22
2030-04-11 10:00 | 0.19
2030-04-11 11:00 | 0.18
2030-04-11 12:00 | 0.16
2030-04-11 13:00 | 0.16
2030-04-11 14:00 | 0.17
2030-04-11 15:00 | 0.18
2030-04-11 16:00 | 0.19
2030-04-11 17:00 | 0.18
2030-04-11 18:00 | 0.19
2030-04-11 19:00 | 0.21
2030-04-11 20:00 | 0.24
2030-04-11 21:00 | 0.26
2030-04-11 22:00 | 0.28
2030-04-11 23:00 | 0.27
2030-04-12 | 0.32
2030-04-12 01:00 | 0.33
2030-04-12 02:00 | 0.34
2030-04-12 03:00 | 0.34
2030-04-12 04:00 | 0.34
2030-04-12 05:00 | 0.36
2030-04-12 06:00 | 0.36
2030-04-12 07:00 | 0.34
2030-04-12 08:00 | 0.28
2030-04-12 09:00 | 0.22
2030-04-12 10:00 | 0.18
2030-04-12 11:00 | 0.16
2030-04-12 12:00 | 0.15
2030-04-12 13:00 | 0.15
2030-04-12 14:00 | 0.15
2030-04-12 15:00 | 0.17
2030-04-12 16:00 | 0.17
2030-04-12 17:00 | 0.17
2030-04-12 18:00 | 0.17
2030-04-12 19:00 | 0.2
2030-04-12 20:00 | 0.23
2030-04-12 21:00 | 0.27
2030-04-12 22:00 | 0.28
2030-04-12 23:00 | 0.3
2030-04-13 | 0.32
2030-04-13 01:00 | 0.33
2030-04-13 02:00 | 0.34
2030-04-13 03:00 | 0.33
2030-04-13 04:00 | 0.34
2030-04-13 05:00 | 0.35
2030-04-13 06:00 | 0.35
2030-04-13 07:00 | 0.34
2030-04-13 08:00 | 0.3
2030-04-13 09:00 | 0.24
2030-04-13 10:00 | 0.21
2030-04-13 11:00 | 0.19
2030-04-13 12:00 | 0.18
2030-04-13 13:00 | 0.17
2030-04-13 14:00 | 0.17
2030-04-13 15:00 | 0.18
2030-04-13 16:00 | 0.19
2030-04-13 17:00 | 0.18
2030-04-13 18:00 | 0.19
2030-04-13 19:00 | 0.21
2030-04-13 20:00 | 0.23
2030-04-13 21:00 | 0.25
2030-04-13 22:00 | 0.27
2030-04-13 23:00 | 0.28
2030-04-14 | 0.16
2030-04-14 01:00 | 0.17
2030-04-14 02:00 | 0.18
2030-04-14 03:00 | 0.19
2030-04-14 04:00 | 0.2
2030-04-14 05:00 | 0.21
2030-04-14 06:00 | 0.22
2030-04-14 07:00 | 0.22
2030-04-14 08:00 | 0.17
2030-04-14 09:00 | 0.11
2030-04-14 10:00 | 0.07
2030-04-14 11:00 | 0.06
2030-04-14 12:00 | 0.06
2030-04-14 13:00 | 0.06
2030-04-14 14:00 | 0.07
2030-04-14 15:00 | 0.08
2030-04-14 16:00 | 0.08
2030-04-14 17:00 | 0.08
2030-04-14 18:00 | 0.08
2030-04-14 19:00 | 0.1
2030-04-14 20:00 | 0.12
2030-04-14 21:00 | 0.13
2030-04-14 22:00 | 0.14
2030-04-14 23:00 | 0.14
2030-04-15 | 0.16
2030-04-15 01:00 | 0.17
2030-04-15 02:00 | 0.18
2030-04-15 03:00 | 0.19
2030-04-15 04:00 | 0.19
2030-04-15 05:00 | 0.21
2030-04-15 06:00 | 0.21
2030-04-15 07:00 | 0.19
2030-04-15 08:00 | 0.15
2030-04-15 09:00 | 0.1
2030-04-15 10:00 | 0.07
2030-04-15 11:00 | 0.06
2030-04-15 12:00 | 0.05
2030-04-15 13:00 | 0.06
2030-04-15 14:00 | 0.06
2030-04-15 15:00 | 0.07
2030-04-15 16:00 | 0.08
2030-04-15 17:00 | 0.07
2030-04-15 18:00 | 0.07
2030-04-15 19:00 | 0.09
2030-04-15 20:00 | 0.11
2030-04-15 21:00 | 0.13
2030-04-15 22:00 | 0.16
2030-04-15 23:00 | 0.17
2030-04-16 | 0.14
2030-04-16 01:00 | 0.15
2030-04-16 02:00 | 0.16
2030-04-16 03:00 | 0.16
2030-04-16 04:00 | 0.17
2030-04-16 05:00 | 0.18
2030-04-16 06:00 | 0.19
2030-04-16 07:00 | 0.17
2030-04-16 08:00 | 0.12
2030-04-16 09:00 | 0.07
2030-04-16 10:00 | 0.04
2030-04-16 11:00 | 0.03
2030-04-16 12:00 | 0.03
2030-04-16 13:00 | 0.04
2030-04-16 14:00 | 0.05
2030-04-16 15:00 | 0.06
2030-04-16 16:00 | 0.07
2030-04-16 17:00 | 0.06
2030-04-16 18:00 | 0.06
2030-04-16 19:00 | 0.08
2030-04-16 20:00 | 0.1
2030-04-16 21:00 | 0.13
2030-04-16 22:00 | 0.15
2030-04-16 23:00 | 0.14
2030-04-17 | 0.17
2030-04-17 01:00 | 0.18
2030-04-17 02:00 | 0.18
2030-04-17 03:00 | 0.18
2030-04-17 04:00 | 0.19
2030-04-17 05:00 | 0.2
2030-04-17 06:00 | 0.21
2030-04-17 07:00 | 0.19
2030-04-17 08:00 | 0.15
2030-04-17 09:00 | 0.1
2030-04-17 10:00 | 0.08
2030-04-17 11:00 | 0.07
2030-04-17 12:00 | 0.07
2030-04-17 13:00 | 0.06
2030-04-17 14:00 | 0.08
2030-04-17 15:00 | 0.09
2030-04-17 16:00 | 0.11
2030-04-17 17:00 | 0.1
2030-04-17 18:00 | 0.1
2030-04-17 19:00 | 0.12
2030-04-17 20:00 | 0.13
2030-04-17 21:00 | 0.16
2030-04-17 22:00 | 0.18
2030-04-17 23:00 | 0.16
2030-04-18 | 0.29
2030-04-18 01:00 | 0.29
2030-04-18 02:00 | 0.29
2030-04-18 03:00 | 0.29
2030-04-18 04:00 | 0.29
2030-04-18 05:00 | 0.3
2030-04-18 06:00 | 0.31
2030-04-18 07:00 | 0.28
2030-04-18 08:00 | 0.23
2030-04-18 09:00 | 0.18
2030-04-18 10:00 | 0.16
2030-04-18 11:00 | 0.14
2030-04-18 12:00 | 0.13
2030-04-18 13:00 | 0.13
2030-04-18 14:00 | 0.14
2030-04-18 15:00 | 0.16
2030-04-18 16:00 | 0.16
2030-04-18 17:00 | 0.15
2030-04-18 18:00 | 0.16
2030-04-18 19:00 | 0.19
2030-04-18 20:00 | 0.21
2030-04-18 21:00 | 0.24
2030-04-18 22:00 | 0.26
2030-04-18 23:00 | 0.25
2030-04-19 | 0.32
2030-04-19 01:00 | 0.34
2030-04-19 02:00 | 0.34
2030-04-19 03:00 | 0.34
2030-04-19 04:00 | 0.35
2030-04-19 05:00 | 0.36
2030-04-19 06:00 | 0.37
2030-04-19 07:00 | 0.34
2030-04-19 08:00 | 0.29
2030-04-19 09:00 | 0.23
2030-04-19 10:00 | 0.19
2030-04-19 11:00 | 0.17
2030-04-19 12:00 | 0.15
2030-04-19 13:00 | 0.15
2030-04-19 14:00 | 0.16
2030-04-19 15:00 | 0.17
2030-04-19 16:00 | 0.18
2030-04-19 17:00 | 0.18
2030-04-19 18:00 | 0.18
2030-04-19 19:00 | 0.2
2030-04-19 20:00 | 0.23
2030-04-19 21:00 | 0.27
2030-04-19 22:00 | 0.28
2030-04-19 23:00 | 0.3
2030-04-20 | 0.35
2030-04-20 01:00 | 0.36
2030-04-20 02:00 | 0.36
2030-04-20 03:00 | 0.36
2030-04-20 04:00 | 0.36
2030-04-20 05:00 | 0.37
2030-04-20 06:00 | 0.38
2030-04-20 07:00 | 0.36
2030-04-20 08:00 | 0.32
2030-04-20 09:00 | 0.27
2030-04-20 10:00 | 0.23
2030-04-20 11:00 | 0.22
2030-04-20 12:00 | 0.2
2030-04-20 13:00 | 0.2
2030-04-20 14:00 | 0.19
2030-04-20 15:00 | 0.2
2030-04-20 16:00 | 0.21
2030-04-20 17:00 | 0.2
2030-04-20 18:00 | 0.21
2030-04-20 19:00 | 0.23
2030-04-20 20:00 | 0.25
2030-04-20 21:00 | 0.27
2030-04-20 22:00 | 0.29
2030-04-20 23:00 | 0.3
2030-04-21 | 0.31
2030-04-21 01:00 | 0.32
2030-04-21 02:00 | 0.32
2030-04-21 03:00 | 0.33
2030-04-21 04:00 | 0.34
2030-04-21 05:00 | 0.35
2030-04-21 06:00 | 0.36
2030-04-21 07:00 | 0.34
2030-04-21 08:00 | 0.29
2030-04-21 09:00 | 0.22
2030-04-21 10:00 | 0.18
2030-04-21 11:00 | 0.16
2030-04-21 12:00 | 0.15
2030-04-21 13:00 | 0.16
2030-04-21 14:00 | 0.16
2030-04-21 15:00 | 0.17
2030-04-21 16:00 | 0.16
2030-04-21 17:00 | 0.16
2030-04-21 18:00 | 0.17
2030-04-21 19:00 | 0.19
2030-04-21 20:00 | 0.21
2030-04-21 21:00 | 0.23
2030-04-21 22:00 | 0.24
2030-04-21 23:00 | 0.24
2030-04-22 | 0.31
2030-04-22 01:00 | 0.33
2030-04-22 02:00 | 0.33
2030-04-22 03:00 | 0.34
2030-04-22 04:00 | 0.34
2030-04-22 05:00 | 0.35
2030-04-22 06:00 | 0.35
2030-04-22 07:00 | 0.32
2030-04-22 08:00 | 0.28
2030-04-22 09:00 | 0.22
2030-04-22 10:00 | 0.19
2030-04-22 11:00 | 0.17
2030-04-22 12:00 | 0.16
2030-04-22 13:00 | 0.16
2030-04-22 14:00 | 0.16
2030-04-22 15:00 | 0.16
2030-04-22 16:00 | 0.17
2030-04-22 17:00 | 0.16
2030-04-22 18:00 | 0.17
2030-04-22 19:00 | 0.18
2030-04-22 20:00 | 0.21
2030-04-22 21:00 | 0.24
2030-04-22 22:00 | 0.26
2030-04-22 23:00 | 0.28
2030-04-23 | 0.29
2030-04-23 01:00 | 0.3
2030-04-23 02:00 | 0.3
2030-04-23 03:00 | 0.3
2030-04-23 04:00 | 0.3
2030-04-23 05:00 | 0.31
2030-04-23 06:00 | 0.32
2030-04-23 07:00 | 0.29
2030-04-23 08:00 | 0.23
2030-04-23 09:00 | 0.17
2030-04-23 10:00 | 0.14
2030-04-23 11:00 | 0.12
2030-04-23 12:00 | 0.11
2030-04-23 13:00 | 0.12
2030-04-23 14:00 | 0.12
2030-04-23 15:00 | 0.13
2030-04-23 16:00 | 0.14
2030-04-23 17:00 | 0.13
2030-04-23 18:00 | 0.14
2030-04-23 19:00 | 0.16
2030-04-23 20:00 | 0.19
2030-04-23 21:00 | 0.22
2030-04-23 22:00 | 0.25
2030-04-23 23:00 | 0.24
2030-04-24 | 0.27
2030-04-24 01:00 | 0.28
2030-04-24 02:00 | 0.28
2030-04-24 03:00 | 0.28
2030-04-24 04:00 | 0.28
2030-04-24 05:00 | 0.29
2030-04-24 06:00 | 0.3
2030-04-24 07:00 | 0.26
2030-04-24 08:00 | 0.21
2030-04-24 09:00 | 0.17
2030-04-24 10:00 | 0.14
2030-04-24 11:00 | 0.12
2030-04-24 12:00 | 0.12
2030-04-24 13:00 | 0.11
2030-04-24 14:00 | 0.12
2030-04-24 15:00 | 0.14
2030-04-24 16:00 | 0.15
2030-04-24 17:00 | 0.14
2030-04-24 18:00 | 0.15
2030-04-24 19:00 | 0.17
2030-04-24 20:00 | 0.19
2030-04-24 21:00 | 0.23
2030-04-24 22:00 | 0.24
2030-04-24 23:00 | 0.23
2030-04-25 | 0.31
2030-04-25 01:00 | 0.31
2030-04-25 02:00 | 0.31
2030-04-25 03:00 | 0.31
2030-04-25 04:00 | 0.32
2030-04-25 05:00 | 0.33
2030-04-25 06:00 | 0.34
2030-04-25 07:00 | 0.32
2030-04-25 08:00 | 0.26
2030-04-25 09:00 | 0.21
2030-04-25 10:00 | 0.19
2030-04-25 11:00 | 0.17
2030-04-25 12:00 | 0.16
2030-04-25 13:00 | 0.16
2030-04-25 14:00 | 0.17
2030-04-25 15:00 | 0.18
2030-04-25 16:00 | 0.18
2030-04-25 17:00 | 0.18
2030-04-25 18:00 | 0.19
2030-04-25 19:00 | 0.21
2030-04-25 20:00 | 0.23
2030-04-25 21:00 | 0.26
2030-04-25 22:00 | 0.28
2030-04-25 23:00 | 0.27
2030-04-26 | 0.28
2030-04-26 01:00 | 0.29
2030-04-26 02:00 | 0.29
2030-04-26 03:00 | 0.29
2030-04-26 04:00 | 0.29
2030-04-26 05:00 | 0.31
2030-04-26 06:00 | 0.31
2030-04-26 07:00 | 0.28
2030-04-26 08:00 | 0.23
2030-04-26 09:00 | 0.17
2030-04-26 10:00 | 0.13
2030-04-26 11:00 | 0.11
2030-04-26 12:00 | 0.1
2030-04-26 13:00 | 0.1
2030-04-26 14:00 | 0.11
2030-04-26 15:00 | 0.12
2030-04-26 16:00 | 0.13
2030-04-26 17:00 | 0.13
2030-04-26 18:00 | 0.13
2030-04-26 19:00 | 0.16
2030-04-26 20:00 | 0.19
2030-04-26 21:00 | 0.23
2030-04-26 22:00 | 0.25
2030-04-26 23:00 | 0.26
2030-04-27 | 0.12
2030-04-27 01:00 | 0.13
2030-04-27 02:00 | 0.13
2030-04-27 03:00 | 0.13
2030-04-27 04:00 | 0.14
2030-04-27 05:00 | 0.15
2030-04-27 06:00 | 0.16
2030-04-27 07:00 | 0.16
2030-04-27 08:00 | 0.13
2030-04-27 09:00 | 0.09
2030-04-27 10:00 | 0.07
2030-04-27 11:00 | 0.07
2030-04-27 12:00 | 0.06
2030-04-27 13:00 | 0.06
2030-04-27 14:00 | 0.07
2030-04-27 15:00 | 0.08
2030-04-27 16:00 | 0.08
2030-04-27 17:00 | 0.07
2030-04-27 18:00 | 0.07
2030-04-27 19:00 | 0.08
2030-04-27 20:00 | 0.1
2030-04-27 21:00 | 0.12
2030-04-27 22:00 | 0.13
2030-04-27 23:00 | 0.14
2030-04-28 | 0.12
2030-04-28 01:00 | 0.13
2030-04-28 02:00 | 0.14
2030-04-28 03:00 | 0.14
2030-04-28 04:00 | 0.15
2030-04-28 05:00 | 0.17
2030-04-28 06:00 | 0.18
2030-04-28 07:00 | 0.18
2030-04-28 08:00 | 0.13
2030-04-28 09:00 | 0.08
2030-04-28 10:00 | 0.05
2030-04-28 11:00 | 0.04
2030-04-28 12:00 | 0.04
2030-04-28 13:00 | 0.05
2030-04-28 14:00 | 0.06
2030-04-28 15:00 | 0.07
2030-04-28 16:00 | 0.06
2030-04-28 17:00 | 0.05
2030-04-28 18:00 | 0.06
2030-04-28 19:00 | 0.07
2030-04-28 20:00 | 0.09
2030-04-28 21:00 | 0.11
2030-04-28 22:00 | 0.12
2030-04-28 23:00 | 0.11
2030-04-29 | 0.28
2030-04-29 01:00 | 0.3
2030-04-29 02:00 | 0.3
2030-04-29 03:00 | 0.3
2030-04-29 04:00 | 0.3
2030-04-29 05:00 | 0.31
2030-04-29 06:00 | 0.31
2030-04-29 07:00 | 0.27
2030-04-29 08:00 | 0.23
2030-04-29 09:00 | 0.18
2030-04-29 10:00 | 0.14
2030-04-29 11:00 | 0.12
2030-04-29 12:00 | 0.11
2030-04-29 13:00 | 0.11
2030-04-29 14:00 | 0.12
2030-04-29 15:00 | 0.12
2030-04-29 16:00 | 0.12
2030-04-29 17:00 | 0.12
2030-04-29 18:00 | 0.13
2030-04-29 19:00 | 0.15
2030-04-29 20:00 | 0.18
2030-04-29 21:00 | 0.21
2030-04-29 22:00 | 0.24
2030-04-29 23:00 | 0.25
2030-04-30 | 0.3
2030-04-30 01:00 | 0.31
2030-04-30 02:00 | 0.32
2030-04-30 03:00 | 0.32
2030-04-30 04:00 | 0.32
2030-04-30 05:00 | 0.33
2030-04-30 06:00 | 0.33
2030-04-30 07:00 | 0.3
2030-04-30 08:00 | 0.25
2030-04-30 09:00 | 0.19
2030-04-30 10:00 | 0.15
2030-04-30 11:00 | 0.14
2030-04-30 12:00 | 0.12
2030-04-30 13:00 | 0.13
2030-04-30 14:00 | 0.13
2030-04-30 15:00 | 0.14
2030-04-30 16:00 | 0.15
2030-04-30 17:00 | 0.14
2030-04-30 18:00 | 0.15
2030-04-30 19:00 | 0.17
2030-04-30 20:00 | 0.2
2030-04-30 21:00 | 0.23
2030-04-30 22:00 | 0.26
2030-04-30 23:00 | 0.25
2030-05-01 | 0.33
2030-05-01 01:00 | 0.33
2030-05-01 02:00 | 0.33
2030-05-01 03:00 | 0.33
2030-05-01 04:00 | 0.34
2030-05-01 05:00 | 0.35
2030-05-01 06:00 | 0.33
2030-05-01 07:00 | 0.3
2030-05-01 08:00 | 0.25
2030-05-01 09:00 | 0.21
2030-05-01 10:00 | 0.17
2030-05-01 11:00 | 0.15
2030-05-01 12:00 | 0.14
2030-05-01 13:00 | 0.13
2030-05-01 14:00 | 0.14
2030-05-01 15:00 | 0.15
2030-05-01 16:00 | 0.17
2030-05-01 17:00 | 0.17
2030-05-01 18:00 | 0.17
2030-05-01 19:00 | 0.18
2030-05-01 20:00 | 0.2
2030-05-01 21:00 | 0.23
2030-05-01 22:00 | 0.24
2030-05-01 23:00 | 0.22
2030-05-02 | 0.32
2030-05-02 01:00 | 0.32
2030-05-02 02:00 | 0.32
2030-05-02 03:00 | 0.32
2030-05-02 04:00 | 0.33
2030-05-02 05:00 | 0.34
2030-05-02 06:00 | 0.33
2030-05-02 07:00 | 0.31
2030-05-02 08:00 | 0.25
2030-05-02 09:00 | 0.21
2030-05-02 10:00 | 0.18
2030-05-02 11:00 | 0.16
2030-05-02 12:00 | 0.14
2030-05-02 13:00 | 0.14
2030-05-02 14:00 | 0.15
2030-05-02 15:00 | 0.16
2030-05-02 16:00 | 0.17
2030-05-02 17:00 | 0.16
2030-05-02 18:00 | 0.17
2030-05-02 19:00 | 0.19
2030-05-02 20:00 | 0.21
2030-05-02 21:00 | 0.23
2030-05-02 22:00 | 0.24
2030-05-02 23:00 | 0.22
2030-05-03 | 0.25
2030-05-03 01:00 | 0.26
2030-05-03 02:00 | 0.26
2030-05-03 03:00 | 0.27
2030-05-03 04:00 | 0.28
2030-05-03 05:00 | 0.29
2030-05-03 06:00 | 0.28
2030-05-03 07:00 | 0.27
2030-05-03 08:00 | 0.21
2030-05-03 09:00 | 0.15
2030-05-03 10:00 | 0.11
2030-05-03 11:00 | 0.09
2030-05-03 12:00 | 0.08
2030-05-03 13:00 | 0.08
2030-05-03 14:00 | 0.08
2030-05-03 15:00 | 0.1
2030-05-03 16:00 | 0.11
2030-05-03 17:00 | 0.11
2030-05-03 18:00 | 0.11
2030-05-03 19:00 | 0.13
2030-05-03 20:00 | 0.16
2030-05-03 21:00 | 0.18
2030-05-03 22:00 | 0.19
2030-05-03 23:00 | 0.2
2030-05-04 | 0.18
2030-05-04 01:00 | 0.18
2030-05-04 02:00 | 0.19
2030-05-04 03:00 | 0.2
2030-05-04 04:00 | 0.2
2030-05-04 05:00 | 0.21
2030-05-04 06:00 | 0.21
2030-05-04 07:00 | 0.21
2030-05-04 08:00 | 0.17
2030-05-04 09:00 | 0.12
2030-05-04 10:00 | 0.09
2030-05-04 11:00 | 0.08
2030-05-04 12:00 | 0.07
2030-05-04 13:00 | 0.07
2030-05-04 14:00 | 0.07
2030-05-04 15:00 | 0.08
2030-05-04 16:00 | 0.09
2030-05-04 17:00 | 0.09
2030-05-04 18:00 | 0.09
2030-05-04 19:00 | 0.1
2030-05-04 20:00 | 0.12
2030-05-04 21:00 | 0.12
2030-05-04 22:00 | 0.13
2030-05-04 23:00 | 0.13
2030-05-05 | 0.14
2030-05-05 01:00 | 0.15
2030-05-05 02:00 | 0.15
2030-05-05 03:00 | 0.16
2030-05-05 04:00 | 0.17
2030-05-05 05:00 | 0.18
2030-05-05 06:00 | 0.18
2030-05-05 07:00 | 0.18
2030-05-05 08:00 | 0.14
2030-05-05 09:00 | 0.09
2030-05-05 10:00 | 0.05
2030-05-05 11:00 | 0.04
2030-05-05 12:00 | 0.04
2030-05-05 13:00 | 0.05
2030-05-05 14:00 | 0.05
2030-05-05 15:00 | 0.06
2030-05-05 16:00 | 0.06
2030-05-05 17:00 | 0.05
2030-05-05 18:00 | 0.05
2030-05-05 19:00 | 0.07
2030-05-05 20:00 | 0.07
2030-05-05 21:00 | 0.08
2030-05-05 22:00 | 0.09
2030-05-05 23:00 | 0.08
2030-05-06 | 0.12
2030-05-06 01:00 | 0.14
2030-05-06 02:00 | 0.14
2030-05-06 03:00 | 0.15
2030-05-06 04:00 | 0.15
2030-05-06 05:00 | 0.17
2030-05-06 06:00 | 0.16
2030-05-06 07:00 | 0.14
2030-05-06 08:00 | 0.11
2030-05-06 09:00 | 0.07
2030-05-06 10:00 | 0.04
2030-05-06 11:00 | 0.03
2030-05-06 12:00 | 0.03
2030-05-06 13:00 | 0.03
2030-05-06 14:00 | 0.03
2030-05-06 15:00 | 0.04
2030-05-06 16:00 | 0.05
2030-05-06 17:00 | 0.04
2030-05-06 18:00 | 0.04
2030-05-06 19:00 | 0.05
2030-05-06 20:00 | 0.06
2030-05-06 21:00 | 0.07
2030-05-06 22:00 | 0.09
2030-05-06 23:00 | 0.1
2030-05-07 | 0.19
2030-05-07 01:00 | 0.2
2030-05-07 02:00 | 0.2
2030-05-07 03:00 | 0.21
2030-05-07 04:00 | 0.21
2030-05-07 05:00 | 0.22
2030-05-07 06:00 | 0.22
2030-05-07 07:00 | 0.2
2030-05-07 08:00 | 0.14
2030-05-07 09:00 | 0.09
2030-05-07 10:00 | 0.05
2030-05-07 11:00 | 0.04
2030-05-07 12:00 | 0.03
2030-05-07 13:00 | 0.03
2030-05-07 14:00 | 0.04
2030-05-07 15:00 | 0.05
2030-05-07 16:00 | 0.06
2030-05-07 17:00 | 0.06
2030-05-07 18:00 | 0.07
2030-05-07 19:00 | 0.09
2030-05-07 20:00 | 0.1
2030-05-07 21:00 | 0.12
2030-05-07 22:00 | 0.14
2030-05-07 23:00 | 0.12
2030-05-08 | 0.2
2030-05-08 01:00 | 0.21
2030-05-08 02:00 | 0.2
2030-05-08 03:00 | 0.22
2030-05-08 04:00 | 0.22
2030-05-08 05:00 | 0.23
2030-05-08 06:00 | 0.23
2030-05-08 07:00 | 0.21
2030-05-08 08:00 | 0.16
2030-05-08 09:00 | 0.11
2030-05-08 10:00 | 0.08
2030-05-08 11:00 | 0.06
2030-05-08 12:00 | 0.06
2030-05-08 13:00 | 0.05
2030-05-08 14:00 | 0.06
2030-05-08 15:00 | 0.08
2030-05-08 16:00 | 0.1
2030-05-08 17:00 | 0.1
2030-05-08 18:00 | 0.1
2030-05-08 19:00 | 0.11
2030-05-08 20:00 | 0.12
2030-05-08 21:00 | 0.14
2030-05-08 22:00 | 0.15
2030-05-08 23:00 | 0.13
2030-05-09 | 0.22
2030-05-09 01:00 | 0.22
2030-05-09 02:00 | 0.23
2030-05-09 03:00 | 0.23
2030-05-09 04:00 | 0.24
2030-05-09 05:00 | 0.25
2030-05-09 06:00 | 0.24
2030-05-09 07:00 | 0.23
2030-05-09 08:00 | 0.18
2030-05-09 09:00 | 0.13
2030-05-09 10:00 | 0.1
2030-05-09 11:00 | 0.09
2030-05-09 12:00 | 0.08
2030-05-09 13:00 | 0.08
2030-05-09 14:00 | 0.09
2030-05-09 15:00 | 0.11
2030-05-09 16:00 | 0.11
2030-05-09 17:00 | 0.11
2030-05-09 18:00 | 0.12
2030-05-09 19:00 | 0.13
2030-05-09 20:00 | 0.15
2030-05-09 21:00 | 0.16
2030-05-09 22:00 | 0.17
2030-05-09 23:00 | 0.16
2030-05-10 | 0.22
2030-05-10 01:00 | 0.23
2030-05-10 02:00 | 0.23
2030-05-10 03:00 | 0.24
2030-05-10 04:00 | 0.24
2030-05-10 05:00 | 0.26
2030-05-10 06:00 | 0.25
2030-05-10 07:00 | 0.23
2030-05-10 08:00 | 0.18
2030-05-10 09:00 | 0.12
2030-05-10 10:00 | 0.08
2030-05-10 11:00 | 0.06
2030-05-10 12:00 | 0.05
2030-05-10 13:00 | 0.05
2030-05-10 14:00 | 0.06
2030-05-10 15:00 | 0.08
2030-05-10 16:00 | 0.09
2030-05-10 17:00 | 0.09
2030-05-10 18:00 | 0.09
2030-05-10 19:00 | 0.11
2030-05-10 20:00 | 0.13
2030-05-10 21:00 | 0.16
2030-05-10 22:00 | 0.17
2030-05-10 23:00 | 0.17
2030-05-11 | 0.16
2030-05-11 01:00 | 0.16
2030-05-11 02:00 | 0.16
2030-05-11 03:00 | 0.16
2030-05-11 04:00 | 0.17
2030-05-11 05:00 | 0.18
2030-05-11 06:00 | 0.17
2030-05-11 07:00 | 0.17
2030-05-11 08:00 | 0.14
2030-05-11 09:00 | 0.1
2030-05-11 10:00 | 0.07
2030-05-11 11:00 | 0.06
2030-05-11 12:00 | 0.05
2030-05-11 13:00 | 0.05
2030-05-11 14:00 | 0.05
2030-05-11 15:00 | 0.07
2030-05-11 16:00 | 0.08
2030-05-11 17:00 | 0.07
2030-05-11 18:00 | 0.07
2030-05-11 19:00 | 0.08
2030-05-11 20:00 | 0.1
2030-05-11 21:00 | 0.1
2030-05-11 22:00 | 0.11
2030-05-11 23:00 | 0.11
2030-05-12 | 0.1
2030-05-12 01:00 | 0.11
2030-05-12 02:00 | 0.1
2030-05-12 03:00 | 0.11
2030-05-12 04:00 | 0.11
2030-05-12 05:00 | 0.12
2030-05-12 06:00 | 0.13
2030-05-12 07:00 | 0.14
2030-05-12 08:00 | 0.1
2030-05-12 09:00 | 0.06
2030-05-12 10:00 | 0.03
2030-05-12 11:00 | 0.02
2030-05-12 12:00 | 0.02
2030-05-12 13:00 | 0.02
2030-05-12 14:00 | 0.03
2030-05-12 15:00 | 0.04
2030-05-12 16:00 | 0.04
2030-05-12 17:00 | 0.03
2030-05-12 18:00 | 0.03
2030-05-12 19:00 | 0.04
2030-05-12 20:00 | 0.05
2030-05-12 21:00 | 0.06
2030-05-12 22:00 | 0.06
2030-05-12 23:00 | 0.05
2030-05-13 | 0.06
2030-05-13 01:00 | 0.07
2030-05-13 02:00 | 0.07
2030-05-13 03:00 | 0.07
2030-05-13 04:00 | 0.07
2030-05-13 05:00 | 0.08
2030-05-13 06:00 | 0.08
2030-05-13 07:00 | 0.08
2030-05-13 08:00 | 0.06
2030-05-13 09:00 | 0.03
2030-05-13 10:00 | 0.01
2030-05-13 11:00 | 0
2030-05-13 12:00 | 0
2030-05-13 13:00 | 0
2030-05-13 14:00 | 0.01
2030-05-13 15:00 | 0.02
2030-05-13 16:00 | 0.02
2030-05-13 17:00 | 0.01
2030-05-13 18:00 | 0.01
2030-05-13 19:00 | 0.02
2030-05-13 20:00 | 0.02
2030-05-13 21:00 | 0.04
2030-05-13 22:00 | 0.05
2030-05-13 23:00 | 0.06
2030-05-14 | 0.08
2030-05-14 01:00 | 0.09
2030-05-14 02:00 | 0.09
2030-05-14 03:00 | 0.08
2030-05-14 04:00 | 0.08
2030-05-14 05:00 | 0.08
2030-05-14 06:00 | 0.09
2030-05-14 07:00 | 0.08
2030-05-14 08:00 | 0.05
2030-05-14 09:00 | 0.02
2030-05-14 10:00 | 0
2030-05-14 11:00 | -0.01
2030-05-14 12:00 | -0.01
2030-05-14 13:00 | 0
2030-05-14 14:00 | 0
2030-05-14 15:00 | 0.02
2030-05-14 16:00 | 0.02
2030-05-14 17:00 | 0.01
2030-05-14 18:00 | 0.01
2030-05-14 19:00 | 0.03
2030-05-14 20:00 | 0.04
2030-05-14 21:00 | 0.05
2030-05-14 22:00 | 0.07
2030-05-14 23:00 | 0.05
2030-05-15 | 0.09
2030-05-15 01:00 | 0.09
2030-05-15 02:00 | 0.09
2030-05-15 03:00 | 0.09
2030-05-15 04:00 | 0.09
2030-05-15 05:00 | 0.1
2030-05-15 06:00 | 0.1
2030-05-15 07:00 | 0.09
2030-05-15 08:00 | 0.06
2030-05-15 09:00 | 0.04
2030-05-15 10:00 | 0.03
2030-05-15 11:00 | 0.02
2030-05-15 12:00 | 0.02
2030-05-15 13:00 | 0.02
2030-05-15 14:00 | 0.03
2030-05-15 15:00 | 0.05
2030-05-15 16:00 | 0.06
2030-05-15 17:00 | 0.05
2030-05-15 18:00 | 0.04
2030-05-15 19:00 | 0.05
2030-05-15 20:00 | 0.05
2030-05-15 21:00 | 0.07
2030-05-15 22:00 | 0.08
2030-05-15 23:00 | 0.06
2030-05-16 | 0.1
2030-05-16 01:00 | 0.1
2030-05-16 02:00 | 0.1
2030-05-16 03:00 | 0.1
2030-05-16 04:00 | 0.11
2030-05-16 05:00 | 0.12
2030-05-16 06:00 | 0.11
2030-05-16 07:00 | 0.1
2030-05-16 08:00 | 0.07
2030-05-16 09:00 | 0.05
2030-05-16 10:00 | 0.04
2030-05-16 11:00 | 0.04
2030-05-16 12:00 | 0.03
2030-05-16 13:00 | 0.04
2030-05-16 14:00 | 0.05
2030-05-16 15:00 | 0.06
2030-05-16 16:00 | 0.06
2030-05-16 17:00 | 0.05
2030-05-16 18:00 | 0.05
2030-05-16 19:00 | 0.06
2030-05-16 20:00 | 0.07
2030-05-16 21:00 | 0.08
2030-05-16 22:00 | 0.09
2030-05-16 23:00 | 0.07
2030-05-17 | 0.1
2030-05-17 01:00 | 0.11
2030-05-17 02:00 | 0.11
2030-05-17 03:00 | 0.11
2030-05-17 04:00 | 0.12
2030-05-17 05:00 | 0.13
2030-05-17 06:00 | 0.12
2030-05-17 07:00 | 0.11
2030-05-17 08:00 | 0.08
2030-05-17 09:00 | 0.05
2030-05-17 10:00 | 0.03
2030-05-17 11:00 | 0.01
2030-05-17 12:00 | 0.01
2030-05-17 13:00 | 0.01
2030-05-17 14:00 | 0.02
2030-05-17 15:00 | 0.04
2030-05-17 16:00 | 0.04
2030-05-17 17:00 | 0.03
2030-05-17 18:00 | 0.02
2030-05-17 19:00 | 0.04
2030-05-17 20:00 | 0.05
2030-05-17 21:00 | 0.08
2030-05-17 22:00 | 0.08
2030-05-17 23:00 | 0.09
2030-05-18 | 0.1
2030-05-18 01:00 | 0.11
2030-05-18 02:00 | 0.11
2030-05-18 03:00 | 0.11
2030-05-18 04:00 | 0.11
2030-05-18 05:00 | 0.12
2030-05-18 06:00 | 0.12
2030-05-18 07:00 | 0.11
2030-05-18 08:00 | 0.09
2030-05-18 09:00 | 0.07
2030-05-18 10:00 | 0.05
2030-05-18 11:00 | 0.05
2030-05-18 12:00 | 0.04
2030-05-18 13:00 | 0.04
2030-05-18 14:00 | 0.04
2030-05-18 15:00 | 0.05
2030-05-18 16:00 | 0.05
2030-05-18 17:00 | 0.04
2030-05-18 18:00 | 0.04
2030-05-18 19:00 | 0.05
2030-05-18 20:00 | 0.06
2030-05-18 21:00 | 0.07
2030-05-18 22:00 | 0.07
2030-05-18 23:00 | 0.08
2030-05-19 | 0.09
2030-05-19 01:00 | 0.09
2030-05-19 02:00 | 0.1
2030-05-19 03:00 | 0.1
2030-05-19 04:00 | 0.11
2030-05-19 05:00 | 0.12
2030-05-19 06:00 | 0.12
2030-05-19 07:00 | 0.12
2030-05-19 08:00 | 0.08
2030-05-19 09:00 | 0.04
2030-05-19 10:00 | 0.02
2030-05-19 11:00 | 0.01
2030-05-19 12:00 | 0.02
2030-05-19 13:00 | 0.02
2030-05-19 14:00 | 0.03
2030-05-19 15:00 | 0.04
2030-05-19 16:00 | 0.03
2030-05-19 17:00 | 0.02
2030-05-19 18:00 | 0.02
2030-05-19 19:00 | 0.03
2030-05-19 20:00 | 0.03
2030-05-19 21:00 | 0.04
2030-05-19 22:00 | 0.05
2030-05-19 23:00 | 0.04
2030-05-20 | 0.11
2030-05-20 01:00 | 0.12
2030-05-20 02:00 | 0.12
2030-05-20 03:00 | 0.12
2030-05-20 04:00 | 0.12
2030-05-20 05:00 | 0.13
2030-05-20 06:00 | 0.13
2030-05-20 07:00 | 0.13
2030-05-20 08:00 | 0.1
2030-05-20 09:00 | 0.06
2030-05-20 10:00 | 0.02
2030-05-20 11:00 | 0.01
2030-05-20 12:00 | 0.01
2030-05-20 13:00 | 0.01
2030-05-20 14:00 | 0.01
2030-05-20 15:00 | 0.03
2030-05-20 16:00 | 0.04
2030-05-20 17:00 | 0.03
2030-05-20 18:00 | 0.03
2030-05-20 19:00 | 0.04
2030-05-20 20:00 | 0.05
2030-05-20 21:00 | 0.07
2030-05-20 22:00 | 0.08
2030-05-20 23:00 | 0.08
2030-05-21 | 0.16
2030-05-21 01:00 | 0.16
2030-05-21 02:00 | 0.16
2030-05-21 03:00 | 0.16
2030-05-21 04:00 | 0.16
2030-05-21 05:00 | 0.17
2030-05-21 06:00 | 0.17
2030-05-21 07:00 | 0.17
2030-05-21 08:00 | 0.12
2030-05-21 09:00 | 0.06
2030-05-21 10:00 | 0.03
2030-05-21 11:00 | 0.01
2030-05-21 12:00 | 0
2030-05-21 13:00 | 0.01
2030-05-21 14:00 | 0.02
2030-05-21 15:00 | 0.03
2030-05-21 16:00 | 0.05
2030-05-21 17:00 | 0.05
2030-05-21 18:00 | 0.05
2030-05-21 19:00 | 0.07
2030-05-21 20:00 | 0.09
2030-05-21 21:00 | 0.1
2030-05-21 22:00 | 0.12
2030-05-21 23:00 | 0.1
2030-05-22 | 0.12
2030-05-22 01:00 | 0.12
2030-05-22 02:00 | 0.12
2030-05-22 03:00 | 0.12
2030-05-22 04:00 | 0.13
2030-05-22 05:00 | 0.13
2030-05-22 06:00 | 0.13
2030-05-22 07:00 | 0.12
2030-05-22 08:00 | 0.08
2030-05-22 09:00 | 0.05
2030-05-22 10:00 | 0.04
2030-05-22 11:00 | 0.03
2030-05-22 12:00 | 0.03
2030-05-22 13:00 | 0.03
2030-05-22 14:00 | 0.04
2030-05-22 15:00 | 0.05
2030-05-22 16:00 | 0.07
2030-05-22 17:00 | 0.06
2030-05-22 18:00 | 0.05
2030-05-22 19:00 | 0.06
2030-05-22 20:00 | 0.07
2030-05-22 21:00 | 0.09
2030-05-22 22:00 | 0.09
2030-05-22 23:00 | 0.08
2030-05-23 | 0.09
2030-05-23 01:00 | 0.09
2030-05-23 02:00 | 0.09
2030-05-23 03:00 | 0.09
2030-05-23 04:00 | 0.1
2030-05-23 05:00 | 0.11
2030-05-23 06:00 | 0.11
2030-05-23 07:00 | 0.1
2030-05-23 08:00 | 0.07
2030-05-23 09:00 | 0.04
2030-05-23 10:00 | 0.04
2030-05-23 11:00 | 0.03
2030-05-23 12:00 | 0.03
2030-05-23 13:00 | 0.04
2030-05-23 14:00 | 0.04
2030-05-23 15:00 | 0.06
2030-05-23 16:00 | 0.06
2030-05-23 17:00 | 0.05
2030-05-23 18:00 | 0.04
2030-05-23 19:00 | 0.06
2030-05-23 20:00 | 0.06
2030-05-23 21:00 | 0.08
2030-05-23 22:00 | 0.08
2030-05-23 23:00 | 0.07
2030-05-24 | 0.09
2030-05-24 01:00 | 0.1
2030-05-24 02:00 | 0.1
2030-05-24 03:00 | 0.11
2030-05-24 04:00 | 0.11
2030-05-24 05:00 | 0.12
2030-05-24 06:00 | 0.12
2030-05-24 07:00 | 0.11
2030-05-24 08:00 | 0.07
2030-05-24 09:00 | 0.04
2030-05-24 10:00 | 0.02
2030-05-24 11:00 | 0.01
2030-05-24 12:00 | 0.01
2030-05-24 13:00 | 0.01
2030-05-24 14:00 | 0.02
2030-05-24 15:00 | 0.03
2030-05-24 16:00 | 0.04
2030-05-24 17:00 | 0.03
2030-05-24 18:00 | 0.02
2030-05-24 19:00 | 0.03
2030-05-24 20:00 | 0.05
2030-05-24 21:00 | 0.07
2030-05-24 22:00 | 0.08
2030-05-24 23:00 | 0.09
2030-05-25 | 0.09
2030-05-25 01:00 | 0.1
2030-05-25 02:00 | 0.1
2030-05-25 03:00 | 0.1
2030-05-25 04:00 | 0.1
2030-05-25 05:00 | 0.11
2030-05-25 06:00 | 0.1
2030-05-25 07:00 | 0.11
2030-05-25 08:00 | 0.08
2030-05-25 09:00 | 0.06
2030-05-25 10:00 | 0.05
2030-05-25 11:00 | 0.04
2030-05-25 12:00 | 0.04
2030-05-25 13:00 | 0.04
2030-05-25 14:00 | 0.04
2030-05-25 15:00 | 0.05
2030-05-25 16:00 | 0.05
2030-05-25 17:00 | 0.04
2030-05-25 18:00 | 0.03
2030-05-25 19:00 | 0.04
2030-05-25 20:00 | 0.05
2030-05-25 21:00 | 0.06
2030-05-25 22:00 | 0.07
2030-05-25 23:00 | 0.07
2030-05-26 | 0.12
2030-05-26 01:00 | 0.12
2030-05-26 02:00 | 0.12
2030-05-26 03:00 | 0.13
2030-05-26 04:00 | 0.14
2030-05-26 05:00 | 0.15
2030-05-26 06:00 | 0.15
2030-05-26 07:00 | 0.16
2030-05-26 08:00 | 0.12
2030-05-26 09:00 | 0.06
2030-05-26 10:00 | 0.03
2030-05-26 11:00 | 0.02
2030-05-26 12:00 | 0.02
2030-05-26 13:00 | 0.02
2030-05-26 14:00 | 0.03
2030-05-26 15:00 | 0.04
2030-05-26 16:00 | 0.04
2030-05-26 17:00 | 0.03
2030-05-26 18:00 | 0.04
2030-05-26 19:00 | 0.05
2030-05-26 20:00 | 0.06
2030-05-26 21:00 | 0.07
2030-05-26 22:00 | 0.07
2030-05-26 23:00 | 0.06
2030-05-27 | 0.07
2030-05-27 01:00 | 0.07
2030-05-27 02:00 | 0.08
2030-05-27 03:00 | 0.08
2030-05-27 04:00 | 0.08
2030-05-27 05:00 | 0.1
2030-05-27 06:00 | 0.09
2030-05-27 07:00 | 0.09
2030-05-27 08:00 | 0.07
2030-05-27 09:00 | 0.04
2030-05-27 10:00 | 0.03
2030-05-27 11:00 | 0.03
2030-05-27 12:00 | 0.03
2030-05-27 13:00 | 0.04
2030-05-27 14:00 | 0.04
2030-05-27 15:00 | 0.05
2030-05-27 16:00 | 0.05
2030-05-27 17:00 | 0.04
2030-05-27 18:00 | 0.04
2030-05-27 19:00 | 0.04
2030-05-27 20:00 | 0.05
2030-05-27 21:00 | 0.07
2030-05-27 22:00 | 0.09
2030-05-27 23:00 | 0.1
2030-05-28 | 0.08
2030-05-28 01:00 | 0.09
2030-05-28 02:00 | 0.09
2030-05-28 03:00 | 0.09
2030-05-28 04:00 | 0.09
2030-05-28 05:00 | 0.1
2030-05-28 06:00 | 0.1
2030-05-28 07:00 | 0.08
2030-05-28 08:00 | 0.05
2030-05-28 09:00 | 0.02
2030-05-28 10:00 | 0
2030-05-28 11:00 | -0.01
2030-05-28 12:00 | -0.01
2030-05-28 13:00 | 0
2030-05-28 14:00 | 0.01
2030-05-28 15:00 | 0.02
2030-05-28 16:00 | 0.02
2030-05-28 17:00 | 0.01
2030-05-28 18:00 | 0.01
2030-05-28 19:00 | 0.02
2030-05-28 20:00 | 0.03
2030-05-28 21:00 | 0.05
2030-05-28 22:00 | 0.06
2030-05-28 23:00 | 0.05
2030-05-29 | 0.08
2030-05-29 01:00 | 0.08
2030-05-29 02:00 | 0.08
2030-05-29 03:00 | 0.08
2030-05-29 04:00 | 0.08
2030-05-29 05:00 | 0.09
2030-05-29 06:00 | 0.09
2030-05-29 07:00 | 0.08
2030-05-29 08:00 | 0.05
2030-05-29 09:00 | 0.03
2030-05-29 10:00 | 0.02
2030-05-29 11:00 | 0.02
2030-05-29 12:00 | 0.02
2030-05-29 13:00 | 0.02
2030-05-29 14:00 | 0.03
2030-05-29 15:00 | 0.04
2030-05-29 16:00 | 0.06
2030-05-29 17:00 | 0.04
2030-05-29 18:00 | 0.03
2030-05-29 19:00 | 0.04
2030-05-29 20:00 | 0.05
2030-05-29 21:00 | 0.07
2030-05-29 22:00 | 0.07
2030-05-29 23:00 | 0.06
2030-05-30 | 0.07
2030-05-30 01:00 | 0.07
2030-05-30 02:00 | 0.07
2030-05-30 03:00 | 0.07
2030-05-30 04:00 | 0.07
2030-05-30 05:00 | 0.08
2030-05-30 06:00 | 0.08
2030-05-30 07:00 | 0.08
2030-05-30 08:00 | 0.06
2030-05-30 09:00 | 0.04
2030-05-30 10:00 | 0.03
2030-05-30 11:00 | 0.03
2030-05-30 12:00 | 0.02
2030-05-30 13:00 | 0.03
2030-05-30 14:00 | 0.04
2030-05-30 15:00 | 0.05
2030-05-30 16:00 | 0.05
2030-05-30 17:00 | 0.05
2030-05-30 18:00 | 0.04
2030-05-30 19:00 | 0.05
2030-05-30 20:00 | 0.06
2030-05-30 21:00 | 0.07
2030-05-30 22:00 | 0.07
2030-05-30 23:00 | 0.06
2030-05-31 | 0.08
2030-05-31 01:00 | 0.09
2030-05-31 02:00 | 0.09
2030-05-31 03:00 | 0.1
2030-05-31 04:00 | 0.1
2030-05-31 05:00 | 0.11
2030-05-31 06:00 | 0.11
2030-05-31 07:00 | 0.1
2030-05-31 08:00 | 0.07
2030-05-31 09:00 | 0.04
2030-05-31 10:00 | 0.02
2030-05-31 11:00 | 0.01
2030-05-31 12:00 | 0
2030-05-31 13:00 | 0.01
2030-05-31 14:00 | 0.01
2030-05-31 15:00 | 0.03
2030-05-31 16:00 | 0.04
2030-05-31 17:00 | 0.03
2030-05-31 18:00 | 0.02
2030-05-31 19:00 | 0.03
2030-05-31 20:00 | 0.05
2030-05-31 21:00 | 0.07
2030-05-31 22:00 | 0.07
2030-05-31 23:00 | 0.08
2030-06-01 | 0.08
2030-06-01 01:00 | 0.08
2030-06-01 02:00 | 0.09
2030-06-01 03:00 | 0.09
2030-06-01 04:00 | 0.1
2030-06-01 05:00 | 0.1
2030-06-01 06:00 | 0.1
2030-06-01 07:00 | 0.1
2030-06-01 08:00 | 0.08
2030-06-01 09:00 | 0.06
2030-06-01 10:00 | 0.04
2030-06-01 11:00 | 0.04
2030-06-01 12:00 | 0.03
2030-06-01 13:00 | 0.04
2030-06-01 14:00 | 0.04
2030-06-01 15:00 | 0.05
2030-06-01 16:00 | 0.05
2030-06-01 17:00 | 0.04
2030-06-01 18:00 | 0.04
2030-06-01 19:00 | 0.04
2030-06-01 20:00 | 0.05
2030-06-01 21:00 | 0.06
2030-06-01 22:00 | 0.06
2030-06-01 23:00 | 0.07
2030-06-02 | 0.06
2030-06-02 01:00 | 0.06
2030-06-02 02:00 | 0.06
2030-06-02 03:00 | 0.07
2030-06-02 04:00 | 0.08
2030-06-02 05:00 | 0.09
2030-06-02 06:00 | 0.09
2030-06-02 07:00 | 0.1
2030-06-02 08:00 | 0.07
2030-06-02 09:00 | 0.03
2030-06-02 10:00 | 0.01
2030-06-02 11:00 | 0
2030-06-02 12:00 | 0
2030-06-02 13:00 | 0.01
2030-06-02 14:00 | 0.02
2030-06-02 15:00 | 0.03
2030-06-02 16:00 | 0.03
2030-06-02 17:00 | 0.01
2030-06-02 18:00 | 0.01
2030-06-02 19:00 | 0.02
2030-06-02 20:00 | 0.02
2030-06-02 21:00 | 0.03
2030-06-02 22:00 | 0.03
2030-06-02 23:00 | 0.02
2030-06-03 | 0.05
2030-06-03 01:00 | 0.06
2030-06-03 02:00 | 0.07
2030-06-03 03:00 | 0.08
2030-06-03 04:00 | 0.08
2030-06-03 05:00 | 0.09
2030-06-03 06:00 | 0.08
2030-06-03 07:00 | 0.07
2030-06-03 08:00 | 0.05
2030-06-03 09:00 | 0.02
2030-06-03 10:00 | 0.01
2030-06-03 11:00 | 0
2030-06-03 12:00 | 0
2030-06-03 13:00 | 0.01
2030-06-03 14:00 | 0.01
2030-06-03 15:00 | 0.02
2030-06-03 16:00 | 0.02
2030-06-03 17:00 | 0.01
2030-06-03 18:00 | 0
2030-06-03 19:00 | 0.01
2030-06-03 20:00 | 0.02
2030-06-03 21:00 | 0.03
2030-06-03 22:00 | 0.05
2030-06-03 23:00 | 0.05
2030-06-04 | 0.07
2030-06-04 01:00 | 0.08
2030-06-04 02:00 | 0.08
2030-06-04 03:00 | 0.09
2030-06-04 04:00 | 0.09
2030-06-04 05:00 | 0.1
2030-06-04 06:00 | 0.09
2030-06-04 07:00 | 0.08
2030-06-04 08:00 | 0.05
2030-06-04 09:00 | 0.01
2030-06-04 10:00 | 0
2030-06-04 11:00 | -0.01
2030-06-04 12:00 | -0.01
2030-06-04 13:00 | 0
2030-06-04 14:00 | 0.01
2030-06-04 15:00 | 0.02
2030-06-04 16:00 | 0.02
2030-06-04 17:00 | 0.01
2030-06-04 18:00 | 0.01
2030-06-04 19:00 | 0.02
2030-06-04 20:00 | 0.03
2030-06-04 21:00 | 0.05
2030-06-04 22:00 | 0.06
2030-06-04 23:00 | 0.05
2030-06-05 | 0.08
2030-06-05 01:00 | 0.08
2030-06-05 02:00 | 0.08
2030-06-05 03:00 | 0.09
2030-06-05 04:00 | 0.09
2030-06-05 05:00 | 0.1
2030-06-05 06:00 | 0.1
2030-06-05 07:00 | 0.08
2030-06-05 08:00 | 0.05
2030-06-05 09:00 | 0.03
2030-06-05 10:00 | 0.03
2030-06-05 11:00 | 0.02
2030-06-05 12:00 | 0.02
2030-06-05 13:00 | 0.02
2030-06-05 14:00 | 0.03
2030-06-05 15:00 | 0.05
2030-06-05 16:00 | 0.06
2030-06-05 17:00 | 0.05
2030-06-05 18:00 | 0.04
2030-06-05 19:00 | 0.04
2030-06-05 20:00 | 0.05
2030-06-05 21:00 | 0.07
2030-06-05 22:00 | 0.07
2030-06-05 23:00 | 0.05
2030-06-06 | 0.06
2030-06-06 01:00 | 0.06
2030-06-06 02:00 | 0.06
2030-06-06 03:00 | 0.06
2030-06-06 04:00 | 0.07
2030-06-06 05:00 | 0.08
2030-06-06 06:00 | 0.08
2030-06-06 07:00 | 0.08
2030-06-06 08:00 | 0.05
2030-06-06 09:00 | 0.03
2030-06-06 10:00 | 0.03
2030-06-06 11:00 | 0.02
2030-06-06 12:00 | 0.02
2030-06-06 13:00 | 0.03
2030-06-06 14:00 | 0.04
2030-06-06 15:00 | 0.06
2030-06-06 16:00 | 0.06
2030-06-06 17:00 | 0.05
2030-06-06 18:00 | 0.04
2030-06-06 19:00 | 0.05
2030-06-06 20:00 | 0.05
2030-06-06 21:00 | 0.07
2030-06-06 22:00 | 0.07
2030-06-06 23:00 | 0.05
2030-06-07 | 0.06
2030-06-07 01:00 | 0.07
2030-06-07 02:00 | 0.07
2030-06-07 03:00 | 0.07
2030-06-07 04:00 | 0.08
2030-06-07 05:00 | 0.09
2030-06-07 06:00 | 0.09
2030-06-07 07:00 | 0.09
2030-06-07 08:00 | 0.06
2030-06-07 09:00 | 0.03
2030-06-07 10:00 | 0.01
2030-06-07 11:00 | 0
2030-06-07 12:00 | 0
2030-06-07 13:00 | 0
2030-06-07 14:00 | 0.01
2030-06-07 15:00 | 0.03
2030-06-07 16:00 | 0.03
2030-06-07 17:00 | 0.03
2030-06-07 18:00 | 0.02
2030-06-07 19:00 | 0.03
2030-06-07 20:00 | 0.04
2030-06-07 21:00 | 0.06
2030-06-07 22:00 | 0.06
2030-06-07 23:00 | 0.07
2030-06-08 | 0.08
2030-06-08 01:00 | 0.08
2030-06-08 02:00 | 0.08
2030-06-08 03:00 | 0.09
2030-06-08 04:00 | 0.09
2030-06-08 05:00 | 0.1
2030-06-08 06:00 | 0.1
2030-06-08 07:00 | 0.1
2030-06-08 08:00 | 0.08
2030-06-08 09:00 | 0.05
2030-06-08 10:00 | 0.04
2030-06-08 11:00 | 0.04
2030-06-08 12:00 | 0.03
2030-06-08 13:00 | 0.04
2030-06-08 14:00 | 0.04
2030-06-08 15:00 | 0.05
2030-06-08 16:00 | 0.05
2030-06-08 17:00 | 0.04
2030-06-08 18:00 | 0.03
2030-06-08 19:00 | 0.04
2030-06-08 20:00 | 0.05
2030-06-08 21:00 | 0.05
2030-06-08 22:00 | 0.06
2030-06-08 23:00 | 0.06
2030-06-09 | 0.07
2030-06-09 01:00 | 0.07
2030-06-09 02:00 | 0.08
2030-06-09 03:00 | 0.09
2030-06-09 04:00 | 0.1
2030-06-09 05:00 | 0.11
2030-06-09 06:00 | 0.11
2030-06-09 07:00 | 0.1
2030-06-09 08:00 | 0.07
2030-06-09 09:00 | 0.03
2030-06-09 10:00 | 0.01
2030-06-09 11:00 | 0.01
2030-06-09 12:00 | 0.01
2030-06-09 13:00 | 0.02
2030-06-09 14:00 | 0.03
2030-06-09 15:00 | 0.04
2030-06-09 16:00 | 0.03
2030-06-09 17:00 | 0.02
2030-06-09 18:00 | 0.01
2030-06-09 19:00 | 0.02
2030-06-09 20:00 | 0.03
2030-06-09 21:00 | 0.04
2030-06-09 22:00 | 0.04
2030-06-09 23:00 | 0.02
2030-06-10 | 0.06
2030-06-10 01:00 | 0.07
2030-06-10 02:00 | 0.07
2030-06-10 03:00 | 0.08
2030-06-10 04:00 | 0.09
2030-06-10 05:00 | 0.1
2030-06-10 06:00 | 0.09
2030-06-10 07:00 | 0.07
2030-06-10 08:00 | 0.05
2030-06-10 09:00 | 0.02
2030-06-10 10:00 | 0.01
2030-06-10 11:00 | 0
2030-06-10 12:00 | 0
2030-06-10 13:00 | 0.01
2030-06-10 14:00 | 0.01
2030-06-10 15:00 | 0.02
2030-06-10 16:00 | 0.02
2030-06-10 17:00 | 0.01
2030-06-10 18:00 | 0
2030-06-10 19:00 | 0.01
2030-06-10 20:00 | 0.02
2030-06-10 21:00 | 0.03
2030-06-10 22:00 | 0.05
2030-06-10 23:00 | 0.05
2030-06-11 | 0.07
2030-06-11 01:00 | 0.07
2030-06-11 02:00 | 0.08
2030-06-11 03:00 | 0.08
2030-06-11 04:00 | 0.08
2030-06-11 05:00 | 0.09
2030-06-11 06:00 | 0.09
2030-06-11 07:00 | 0.07
2030-06-11 08:00 | 0.04
2030-06-11 09:00 | 0.01
2030-06-11 10:00 | 0
2030-06-11 11:00 | -0.01
2030-06-11 12:00 | -0.01
2030-06-11 13:00 | 0
2030-06-11 14:00 | 0.01
2030-06-11 15:00 | 0.02
2030-06-11 16:00 | 0.02
2030-06-11 17:00 | 0.01
2030-06-11 18:00 | 0.01
2030-06-11 19:00 | 0.02
2030-06-11 20:00 | 0.03
2030-06-11 21:00 | 0.04
2030-06-11 22:00 | 0.06
2030-06-11 23:00 | 0.04
2030-06-12 | 0.07
2030-06-12 01:00 | 0.07
2030-06-12 02:00 | 0.07
2030-06-12 03:00 | 0.07
2030-06-12 04:00 | 0.08
2030-06-12 05:00 | 0.08
2030-06-12 06:00 | 0.08
2030-06-12 07:00 | 0.07
2030-06-12 08:00 | 0.05
2030-06-12 09:00 | 0.03
2030-06-12 10:00 | 0.02
2030-06-12 11:00 | 0.01
2030-06-12 12:00 | 0.02
2030-06-12 13:00 | 0.02
2030-06-12 14:00 | 0.03
2030-06-12 15:00 | 0.04
2030-06-12 16:00 | 0.06
2030-06-12 17:00 | 0.05
2030-06-12 18:00 | 0.03
2030-06-12 19:00 | 0.04
2030-06-12 20:00 | 0.04
2030-06-12 21:00 | 0.06
2030-06-12 22:00 | 0.07
2030-06-12 23:00 | 0.05
2030-06-13 | 0.07
2030-06-13 01:00 | 0.07
2030-06-13 02:00 | 0.07
2030-06-13 03:00 | 0.07
2030-06-13 04:00 | 0.08
2030-06-13 05:00 | 0.08
2030-06-13 06:00 | 0.08
2030-06-13 07:00 | 0.08
2030-06-13 08:00 | 0.05
2030-06-13 09:00 | 0.03
2030-06-13 10:00 | 0.03
2030-06-13 11:00 | 0.03
2030-06-13 12:00 | 0.02
2030-06-13 13:00 | 0.03
2030-06-13 14:00 | 0.04
2030-06-13 15:00 | 0.06
2030-06-13 16:00 | 0.06
2030-06-13 17:00 | 0.05
2030-06-13 18:00 | 0.04
2030-06-13 19:00 | 0.05
2030-06-13 20:00 | 0.06
2030-06-13 21:00 | 0.07
2030-06-13 22:00 | 0.07
2030-06-13 23:00 | 0.05
2030-06-14 | 0.07
2030-06-14 01:00 | 0.07
2030-06-14 02:00 | 0.07
2030-06-14 03:00 | 0.08
2030-06-14 04:00 | 0.08
2030-06-14 05:00 | 0.09
2030-06-14 06:00 | 0.09
2030-06-14 07:00 | 0.09
2030-06-14 08:00 | 0.06
2030-06-14 09:00 | 0.03
2030-06-14 10:00 | 0.01
2030-06-14 11:00 | 0
2030-06-14 12:00 | 0
2030-06-14 13:00 | 0
2030-06-14 14:00 | 0.01
2030-06-14 15:00 | 0.03
2030-06-14 16:00 | 0.04
2030-06-14 17:00 | 0.03
2030-06-14 18:00 | 0.02
2030-06-14 19:00 | 0.03
2030-06-14 20:00 | 0.04
2030-06-14 21:00 | 0.06
2030-06-14 22:00 | 0.07
2030-06-14 23:00 | 0.07
2030-06-15 | 0.07
2030-06-15 01:00 | 0.07
2030-06-15 02:00 | 0.07
2030-06-15 03:00 | 0.07
2030-06-15 04:00 | 0.07
2030-06-15 05:00 | 0.08
2030-06-15 06:00 | 0.08
2030-06-15 07:00 | 0.09
2030-06-15 08:00 | 0.07
2030-06-15 09:00 | 0.05
2030-06-15 10:00 | 0.04
2030-06-15 11:00 | 0.03
2030-06-15 12:00 | 0.03
2030-06-15 13:00 | 0.03
2030-06-15 14:00 | 0.03
2030-06-15 15:00 | 0.04
2030-06-15 16:00 | 0.05
2030-06-15 17:00 | 0.04
2030-06-15 18:00 | 0.03
2030-06-15 19:00 | 0.04
2030-06-15 20:00 | 0.05
2030-06-15 21:00 | 0.05
2030-06-15 22:00 | 0.05
2030-06-15 23:00 | 0.05
2030-06-16 | 0.05
2030-06-16 01:00 | 0.06
2030-06-16 02:00 | 0.05
2030-06-16 03:00 | 0.06
2030-06-16 04:00 | 0.07
2030-06-16 05:00 | 0.08
2030-06-16 06:00 | 0.08
2030-06-16 07:00 | 0.09
2030-06-16 08:00 | 0.06
2030-06-16 09:00 | 0.03
2030-06-16 10:00 | 0.01
2030-06-16 11:00 | 0
2030-06-16 12:00 | 0
2030-06-16 13:00 | 0.01
2030-06-16 14:00 | 0.02
2030-06-16 15:00 | 0.03
2030-06-16 16:00 | 0.02
2030-06-16 17:00 | 0.01
2030-06-16 18:00 | 0.01
2030-06-16 19:00 | 0.02
2030-06-16 20:00 | 0.02
2030-06-16 21:00 | 0.03
2030-06-16 22:00 | 0.03
2030-06-16 23:00 | 0.01
2030-06-17 | 0.06
2030-06-17 01:00 | 0.07
2030-06-17 02:00 | 0.07
2030-06-17 03:00 | 0.08
2030-06-17 04:00 | 0.09
2030-06-17 05:00 | 0.1
2030-06-17 06:00 | 0.09
2030-06-17 07:00 | 0.07
2030-06-17 08:00 | 0.05
2030-06-17 09:00 | 0.02
2030-06-17 10:00 | 0.01
2030-06-17 11:00 | 0
2030-06-17 12:00 | 0
2030-06-17 13:00 | 0.01
2030-06-17 14:00 | 0.01
2030-06-17 15:00 | 0.02
2030-06-17 16:00 | 0.02
2030-06-17 17:00 | 0.01
2030-06-17 18:00 | 0
2030-06-17 19:00 | 0.01
2030-06-17 20:00 | 0.02
2030-06-17 21:00 | 0.03
2030-06-17 22:00 | 0.05
2030-06-17 23:00 | 0.05
2030-06-18 | 0.07
2030-06-18 01:00 | 0.08
2030-06-18 02:00 | 0.08
2030-06-18 03:00 | 0.09
2030-06-18 04:00 | 0.09
2030-06-18 05:00 | 0.1
2030-06-18 06:00 | 0.09
2030-06-18 07:00 | 0.08
2030-06-18 08:00 | 0.04
2030-06-18 09:00 | 0.01
2030-06-18 10:00 | 0
2030-06-18 11:00 | -0.01
2030-06-18 12:00 | -0.01
2030-06-18 13:00 | 0
2030-06-18 14:00 | 0.01
2030-06-18 15:00 | 0.02
2030-06-18 16:00 | 0.02
2030-06-18 17:00 | 0.01
2030-06-18 18:00 | 0.01
2030-06-18 19:00 | 0.02
2030-06-18 20:00 | 0.03
2030-06-18 21:00 | 0.05
2030-06-18 22:00 | 0.06
2030-06-18 23:00 | 0.04
2030-06-19 | 0.08
2030-06-19 01:00 | 0.08
2030-06-19 02:00 | 0.08
2030-06-19 03:00 | 0.09
2030-06-19 04:00 | 0.1
2030-06-19 05:00 | 0.1
2030-06-19 06:00 | 0.1
2030-06-19 07:00 | 0.08
2030-06-19 08:00 | 0.05
2030-06-19 09:00 | 0.03
2030-06-19 10:00 | 0.03
2030-06-19 11:00 | 0.02
2030-06-19 12:00 | 0.02
2030-06-19 13:00 | 0.02
2030-06-19 14:00 | 0.03
2030-06-19 15:00 | 0.05
2030-06-19 16:00 | 0.06
2030-06-19 17:00 | 0.05
2030-06-19 18:00 | 0.04
2030-06-19 19:00 | 0.04
2030-06-19 20:00 | 0.05
2030-06-19 21:00 | 0.07
2030-06-19 22:00 | 0.07
2030-06-19 23:00 | 0.05
2030-06-20 | 0.1
2030-06-20 01:00 | 0.1
2030-06-20 02:00 | 0.1
2030-06-20 03:00 | 0.11
2030-06-20 04:00 | 0.12
2030-06-20 05:00 | 0.12
2030-06-20 06:00 | 0.12
2030-06-20 07:00 | 0.12
2030-06-20 08:00 | 0.08
2030-06-20 09:00 | 0.05
2030-06-20 10:00 | 0.04
2030-06-20 11:00 | 0.04
2030-06-20 12:00 | 0.03
2030-06-20 13:00 | 0.04
2030-06-20 14:00 | 0.05
2030-06-20 15:00 | 0.07
2030-06-20 16:00 | 0.07
2030-06-20 17:00 | 0.06
2030-06-20 18:00 | 0.06
2030-06-20 19:00 | 0.07
2030-06-20 20:00 | 0.07
2030-06-20 21:00 | 0.09
2030-06-20 22:00 | 0.09
2030-06-20 23:00 | 0.07
2030-06-21 | 0.12
2030-06-21 01:00 | 0.12
2030-06-21 02:00 | 0.13
2030-06-21 03:00 | 0.14
2030-06-21 04:00 | 0.14
2030-06-21 05:00 | 0.16
2030-06-21 06:00 | 0.15
2030-06-21 07:00 | 0.14
2030-06-21 08:00 | 0.1
2030-06-21 09:00 | 0.06
2030-06-21 10:00 | 0.03
2030-06-21 11:00 | 0.02
2030-06-21 12:00 | 0.01
2030-06-21 13:00 | 0.02
2030-06-21 14:00 | 0.02
2030-06-21 15:00 | 0.04
2030-06-21 16:00 | 0.05
2030-06-21 17:00 | 0.05
2030-06-21 18:00 | 0.04
2030-06-21 19:00 | 0.06
2030-06-21 20:00 | 0.07
2030-06-21 21:00 | 0.09
2030-06-21 22:00 | 0.1
2030-06-21 23:00 | 0.1
2030-06-22 | 0.11
2030-06-22 01:00 | 0.11
2030-06-22 02:00 | 0.11
2030-06-22 03:00 | 0.12
2030-06-22 04:00 | 0.13
2030-06-22 05:00 | 0.14
2030-06-22 06:00 | 0.13
2030-06-22 07:00 | 0.13
2030-06-22 08:00 | 0.1
2030-06-22 09:00 | 0.07
2030-06-22 10:00 | 0.05
2030-06-22 11:00 | 0.05
2030-06-22 12:00 | 0.04
2030-06-22 13:00 | 0.04
2030-06-22 14:00 | 0.04
2030-06-22 15:00 | 0.06
2030-06-22 16:00 | 0.06
2030-06-22 17:00 | 0.05
2030-06-22 18:00 | 0.05
2030-06-22 19:00 | 0.06
2030-06-22 20:00 | 0.07
2030-06-22 21:00 | 0.07
2030-06-22 22:00 | 0.08
2030-06-22 23:00 | 0.08
2030-06-23 | 0.06
2030-06-23 01:00 | 0.06
2030-06-23 02:00 | 0.06
2030-06-23 03:00 | 0.07
2030-06-23 04:00 | 0.08
2030-06-23 05:00 | 0.08
2030-06-23 06:00 | 0.09
2030-06-23 07:00 | 0.1
2030-06-23 08:00 | 0.07
2030-06-23 09:00 | 0.03
2030-06-23 10:00 | 0.01
2030-06-23 11:00 | 0
2030-06-23 12:00 | 0
2030-06-23 13:00 | 0.01
2030-06-23 14:00 | 0.02
2030-06-23 15:00 | 0.03
2030-06-23 16:00 | 0.03
2030-06-23 17:00 | 0.01
2030-06-23 18:00 | 0.01
2030-06-23 19:00 | 0.02
2030-06-23 20:00 | 0.02
2030-06-23 21:00 | 0.03
2030-06-23 22:00 | 0.03
2030-06-23 23:00 | 0.02
2030-06-24 | 0.04
2030-06-24 01:00 | 0.05
2030-06-24 02:00 | 0.05
2030-06-24 03:00 | 0.05
2030-06-24 04:00 | 0.05
2030-06-24 05:00 | 0.06
2030-06-24 06:00 | 0.06
2030-06-24 07:00 | 0.06
2030-06-24 08:00 | 0.04
2030-06-24 09:00 | 0.01
2030-06-24 10:00 | 0
2030-06-24 11:00 | -0.01
2030-06-24 12:00 | -0.01
2030-06-24 13:00 | 0
2030-06-24 14:00 | 0
2030-06-24 15:00 | 0.01
2030-06-24 16:00 | 0.02
2030-06-24 17:00 | 0.01
2030-06-24 18:00 | 0
2030-06-24 19:00 | 0
2030-06-24 20:00 | 0.01
2030-06-24 21:00 | 0.02
2030-06-24 22:00 | 0.04
2030-06-24 23:00 | 0.04
2030-06-25 | 0.05
2030-06-25 01:00 | 0.05
2030-06-25 02:00 | 0.05
2030-06-25 03:00 | 0.05
2030-06-25 04:00 | 0.04
2030-06-25 05:00 | 0.05
2030-06-25 06:00 | 0.06
2030-06-25 07:00 | 0.06
2030-06-25 08:00 | 0.03
2030-06-25 09:00 | 0
2030-06-25 10:00 | -0.01
2030-06-25 11:00 | -0.02
2030-06-25 12:00 | -0.02
2030-06-25 13:00 | -0.01
2030-06-25 14:00 | -0.01
2030-06-25 15:00 | 0.01
2030-06-25 16:00 | 0.01
2030-06-25 17:00 | 0
2030-06-25 18:00 | 0
2030-06-25 19:00 | 0.01
2030-06-25 20:00 | 0.02
2030-06-25 21:00 | 0.03
2030-06-25 22:00 | 0.04
2030-06-25 23:00 | 0.03
2030-06-26 | 0.06
2030-06-26 01:00 | 0.05
2030-06-26 02:00 | 0.05
2030-06-26 03:00 | 0.05
2030-06-26 04:00 | 0.05
2030-06-26 05:00 | 0.06
2030-06-26 06:00 | 0.06
2030-06-26 07:00 | 0.06
2030-06-26 08:00 | 0.04
2030-06-26 09:00 | 0.02
2030-06-26 10:00 | 0.01
2030-06-26 11:00 | 0.01
2030-06-26 12:00 | 0.01
2030-06-26 13:00 | 0.01
2030-06-26 14:00 | 0.02
2030-06-26 15:00 | 0.04
2030-06-26 16:00 | 0.05
2030-06-26 17:00 | 0.04
2030-06-26 18:00 | 0.03
2030-06-26 19:00 | 0.04
2030-06-26 20:00 | 0.04
2030-06-26 21:00 | 0.06
2030-06-26 22:00 | 0.06
2030-06-26 23:00 | 0.04
2030-06-27 | 0.06
2030-06-27 01:00 | 0.06
2030-06-27 02:00 | 0.06
2030-06-27 03:00 | 0.07
2030-06-27 04:00 | 0.07
2030-06-27 05:00 | 0.08
2030-06-27 06:00 | 0.08
2030-06-27 07:00 | 0.08
2030-06-27 08:00 | 0.05
2030-06-27 09:00 | 0.03
2030-06-27 10:00 | 0.03
2030-06-27 11:00 | 0.02
2030-06-27 12:00 | 0.02
2030-06-27 13:00 | 0.03
2030-06-27 14:00 | 0.04
2030-06-27 15:00 | 0.06
2030-06-27 16:00 | 0.06
2030-06-27 17:00 | 0.05
2030-06-27 18:00 | 0.04
2030-06-27 19:00 | 0.05
2030-06-27 20:00 | 0.06
2030-06-27 21:00 | 0.07
2030-06-27 22:00 | 0.07
2030-06-27 23:00 | 0.05
2030-06-28 | 0.07
2030-06-28 01:00 | 0.07
2030-06-28 02:00 | 0.08
2030-06-28 03:00 | 0.08
2030-06-28 04:00 | 0.09
2030-06-28 05:00 | 0.1
2030-06-28 06:00 | 0.1
2030-06-28 07:00 | 0.09
2030-06-28 08:00 | 0.06
2030-06-28 09:00 | 0.03
2030-06-28 10:00 | 0.01
2030-06-28 11:00 | 0
2030-06-28 12:00 | 0
2030-06-28 13:00 | 0.01
2030-06-28 14:00 | 0.01
2030-06-28 15:00 | 0.03
2030-06-28 16:00 | 0.04
2030-06-28 17:00 | 0.03
2030-06-28 18:00 | 0.02
2030-06-28 19:00 | 0.03
2030-06-28 20:00 | 0.04
2030-06-28 21:00 | 0.06
2030-06-28 22:00 | 0.07
2030-06-28 23:00 | 0.07
2030-06-29 | 0.07
2030-06-29 01:00 | 0.07
2030-06-29 02:00 | 0.08
2030-06-29 03:00 | 0.08
2030-06-29 04:00 | 0.08
2030-06-29 05:00 | 0.09
2030-06-29 06:00 | 0.09
2030-06-29 07:00 | 0.09
2030-06-29 08:00 | 0.07
2030-06-29 09:00 | 0.05
2030-06-29 10:00 | 0.04
2030-06-29 11:00 | 0.03
2030-06-29 12:00 | 0.03
2030-06-29 13:00 | 0.03
2030-06-29 14:00 | 0.03
2030-06-29 15:00 | 0.05
2030-06-29 16:00 | 0.05
2030-06-29 17:00 | 0.04
2030-06-29 18:00 | 0.03
2030-06-29 19:00 | 0.04
2030-06-29 20:00 | 0.05
2030-06-29 21:00 | 0.05
2030-06-29 22:00 | 0.06
2030-06-29 23:00 | 0.06
2030-06-30 | 0.05
2030-06-30 01:00 | 0.05
2030-06-30 02:00 | 0.05
2030-06-30 03:00 | 0.06
2030-06-30 04:00 | 0.06
2030-06-30 05:00 | 0.07
2030-06-30 06:00 | 0.08
2030-06-30 07:00 | 0.09
2030-06-30 08:00 | 0.06
2030-06-30 09:00 | 0.03
2030-06-30 10:00 | 0
2030-06-30 11:00 | 0
2030-06-30 12:00 | 0
2030-06-30 13:00 | 0.01
2030-06-30 14:00 | 0.02
2030-06-30 15:00 | 0.03
2030-06-30 16:00 | 0.02
2030-06-30 17:00 | 0.01
2030-06-30 18:00 | 0.01
2030-06-30 19:00 | 0.02
2030-06-30 20:00 | 0.02
2030-06-30 21:00 | 0.03
2030-06-30 22:00 | 0.03
2030-06-30 23:00 | 0.01
2030-07-01 | 0.04
2030-07-01 01:00 | 0.04
2030-07-01 02:00 | 0.04
2030-07-01 03:00 | 0.05
2030-07-01 04:00 | 0.05
2030-07-01 05:00 | 0.06
2030-07-01 06:00 | 0.06
2030-07-01 07:00 | 0.06
2030-07-01 08:00 | 0.04
2030-07-01 09:00 | 0.01
2030-07-01 10:00 | 0
2030-07-01 11:00 | -0.01
2030-07-01 12:00 | -0.01
2030-07-01 13:00 | 0
2030-07-01 14:00 | 0
2030-07-01 15:00 | 0.01
2030-07-01 16:00 | 0.01
2030-07-01 17:00 | 0
2030-07-01 18:00 | 0
2030-07-01 19:00 | 0
2030-07-01 20:00 | 0.01
2030-07-01 21:00 | 0.02
2030-07-01 22:00 | 0.03
2030-07-01 23:00 | 0.04
2030-07-02 | 0.06
2030-07-02 01:00 | 0.07
2030-07-02 02:00 | 0.07
2030-07-02 03:00 | 0.07
2030-07-02 04:00 | 0.07
2030-07-02 05:00 | 0.07
2030-07-02 06:00 | 0.08
2030-07-02 07:00 | 0.07
2030-07-02 08:00 | 0.04
2030-07-02 09:00 | 0.01
2030-07-02 10:00 | -0.01
2030-07-02 11:00 | -0.01
2030-07-02 12:00 | -0.02
2030-07-02 13:00 | -0.01
2030-07-02 14:00 | 0
2030-07-02 15:00 | 0.01
2030-07-02 16:00 | 0.02
2030-07-02 17:00 | 0.01
2030-07-02 18:00 | 0
2030-07-02 19:00 | 0.02
2030-07-02 20:00 | 0.02
2030-07-02 21:00 | 0.04
2030-07-02 22:00 | 0.05
2030-07-02 23:00 | 0.04
2030-07-03 | 0.07
2030-07-03 01:00 | 0.07
2030-07-03 02:00 | 0.07
2030-07-03 03:00 | 0.08
2030-07-03 04:00 | 0.08
2030-07-03 05:00 | 0.09
2030-07-03 06:00 | 0.09
2030-07-03 07:00 | 0.08
2030-07-03 08:00 | 0.05
2030-07-03 09:00 | 0.03
2030-07-03 10:00 | 0.02
2030-07-03 11:00 | 0.01
2030-07-03 12:00 | 0.02
2030-07-03 13:00 | 0.02
2030-07-03 14:00 | 0.03
2030-07-03 15:00 | 0.04
2030-07-03 16:00 | 0.06
2030-07-03 17:00 | 0.05
2030-07-03 18:00 | 0.03
2030-07-03 19:00 | 0.04
2030-07-03 20:00 | 0.04
2030-07-03 21:00 | 0.06
2030-07-03 22:00 | 0.07
2030-07-03 23:00 | 0.05
2030-07-04 | 0.07
2030-07-04 01:00 | 0.06
2030-07-04 02:00 | 0.07
2030-07-04 03:00 | 0.07
2030-07-04 04:00 | 0.08
2030-07-04 05:00 | 0.09
2030-07-04 06:00 | 0.09
2030-07-04 07:00 | 0.09
2030-07-04 08:00 | 0.06
2030-07-04 09:00 | 0.05
2030-07-04 10:00 | 0.05
2030-07-04 11:00 | 0.05
2030-07-04 12:00 | 0.06
2030-07-04 13:00 | 0.06
2030-07-04 14:00 | 0.07
2030-07-04 15:00 | 0.09
2030-07-04 16:00 | 0.09
2030-07-04 17:00 | 0.08
2030-07-04 18:00 | 0.07
2030-07-04 19:00 | 0.07
2030-07-04 20:00 | 0.08
2030-07-04 21:00 | 0.1
2030-07-04 22:00 | 0.1
2030-07-04 23:00 | 0.09
2030-07-05 | 0.07
2030-07-05 01:00 | 0.08
2030-07-05 02:00 | 0.08
2030-07-05 03:00 | 0.08
2030-07-05 04:00 | 0.09
2030-07-05 05:00 | 0.1
2030-07-05 06:00 | 0.1
2030-07-05 07:00 | 0.09
2030-07-05 08:00 | 0.06
2030-07-05 09:00 | 0.03
2030-07-05 10:00 | 0.02
2030-07-05 11:00 | 0
2030-07-05 12:00 | 0
2030-07-05 13:00 | 0.01
2030-07-05 14:00 | 0.01
2030-07-05 15:00 | 0.03
2030-07-05 16:00 | 0.04
2030-07-05 17:00 | 0.03
2030-07-05 18:00 | 0.02
2030-07-05 19:00 | 0.03
2030-07-05 20:00 | 0.04
2030-07-05 21:00 | 0.06
2030-07-05 22:00 | 0.07
2030-07-05 23:00 | 0.08
2030-07-06 | 0.08
2030-07-06 01:00 | 0.08
2030-07-06 02:00 | 0.08
2030-07-06 03:00 | 0.08
2030-07-06 04:00 | 0.08
2030-07-06 05:00 | 0.09
2030-07-06 06:00 | 0.09
2030-07-06 07:00 | 0.1
2030-07-06 08:00 | 0.08
2030-07-06 09:00 | 0.05
2030-07-06 10:00 | 0.04
2030-07-06 11:00 | 0.03
2030-07-06 12:00 | 0.03
2030-07-06 13:00 | 0.03
2030-07-06 14:00 | 0.04
2030-07-06 15:00 | 0.05
2030-07-06 16:00 | 0.05
2030-07-06 17:00 | 0.04
2030-07-06 18:00 | 0.03
2030-07-06 19:00 | 0.04
2030-07-06 20:00 | 0.05
2030-07-06 21:00 | 0.05
2030-07-06 22:00 | 0.06
2030-07-06 23:00 | 0.06
2030-07-07 | 0.06
2030-07-07 01:00 | 0.06
2030-07-07 02:00 | 0.06
2030-07-07 03:00 | 0.07
2030-07-07 04:00 | 0.07
2030-07-07 05:00 | 0.08
2030-07-07 06:00 | 0.09
2030-07-07 07:00 | 0.1
2030-07-07 08:00 | 0.07
2030-07-07 09:00 | 0.03
2030-07-07 10:00 | 0.01
2030-07-07 11:00 | 0
2030-07-07 12:00 | 0
2030-07-07 13:00 | 0.01
2030-07-07 14:00 | 0.02
2030-07-07 15:00 | 0.03
2030-07-07 16:00 | 0.02
2030-07-07 17:00 | 0.01
2030-07-07 18:00 | 0.01
2030-07-07 19:00 | 0.02
2030-07-07 20:00 | 0.02
2030-07-07 21:00 | 0.03
2030-07-07 22:00 | 0.03
2030-07-07 23:00 | 0.02
2030-07-08 | 0.05
2030-07-08 01:00 | 0.06
2030-07-08 02:00 | 0.07
2030-07-08 03:00 | 0.07
2030-07-08 04:00 | 0.08
2030-07-08 05:00 | 0.09
2030-07-08 06:00 | 0.08
2030-07-08 07:00 | 0.07
2030-07-08 08:00 | 0.05
2030-07-08 09:00 | 0.02
2030-07-08 10:00 | 0.01
2030-07-08 11:00 | 0
2030-07-08 12:00 | 0
2030-07-08 13:00 | 0.01
2030-07-08 14:00 | 0.01
2030-07-08 15:00 | 0.02
2030-07-08 16:00 | 0.02
2030-07-08 17:00 | 0.01
2030-07-08 18:00 | 0
2030-07-08 19:00 | 0.01
2030-07-08 20:00 | 0.02
2030-07-08 21:00 | 0.03
2030-07-08 22:00 | 0.04
2030-07-08 23:00 | 0.05
2030-07-09 | 0.07
2030-07-09 01:00 | 0.08
2030-07-09 02:00 | 0.08
2030-07-09 03:00 | 0.09
2030-07-09 04:00 | 0.09
2030-07-09 05:00 | 0.1
2030-07-09 06:00 | 0.1
2030-07-09 07:00 | 0.08
2030-07-09 08:00 | 0.04
2030-07-09 09:00 | 0.01
2030-07-09 10:00 | 0
2030-07-09 11:00 | -0.01
2030-07-09 12:00 | -0.01
2030-07-09 13:00 | 0
2030-07-09 14:00 | 0.01
2030-07-09 15:00 | 0.02
2030-07-09 16:00 | 0.02
2030-07-09 17:00 | 0.01
2030-07-09 18:00 | 0.01
2030-07-09 19:00 | 0.02
2030-07-09 20:00 | 0.03
2030-07-09 21:00 | 0.05
2030-07-09 22:00 | 0.06
2030-07-09 23:00 | 0.05
2030-07-10 | 0.07
2030-07-10 01:00 | 0.07
2030-07-10 02:00 | 0.07
2030-07-10 03:00 | 0.07
2030-07-10 04:00 | 0.08
2030-07-10 05:00 | 0.08
2030-07-10 06:00 | 0.09
2030-07-10 07:00 | 0.08
2030-07-10 08:00 | 0.05
2030-07-10 09:00 | 0.03
2030-07-10 10:00 | 0.02
2030-07-10 11:00 | 0.01
2030-07-10 12:00 | 0.02
2030-07-10 13:00 | 0.02
2030-07-10 14:00 | 0.03
2030-07-10 15:00 | 0.04
2030-07-10 16:00 | 0.06
2030-07-10 17:00 | 0.05
2030-07-10 18:00 | 0.03
2030-07-10 19:00 | 0.04
2030-07-10 20:00 | 0.04
2030-07-10 21:00 | 0.06
2030-07-10 22:00 | 0.07
2030-07-10 23:00 | 0.05
2030-07-11 | 0.06
2030-07-11 01:00 | 0.05
2030-07-11 02:00 | 0.05
2030-07-11 03:00 | 0.05
2030-07-11 04:00 | 0.06
2030-07-11 05:00 | 0.06
2030-07-11 06:00 | 0.07
2030-07-11 07:00 | 0.08
2030-07-11 08:00 | 0.05
2030-07-11 09:00 | 0.03
2030-07-11 10:00 | 0.02
2030-07-11 11:00 | 0.02
2030-07-11 12:00 | 0.02
2030-07-11 13:00 | 0.02
2030-07-11 14:00 | 0.03
2030-07-11 15:00 | 0.05
2030-07-11 16:00 | 0.05
2030-07-11 17:00 | 0.04
2030-07-11 18:00 | 0.04
2030-07-11 19:00 | 0.05
2030-07-11 20:00 | 0.05
2030-07-11 21:00 | 0.06
2030-07-11 22:00 | 0.07
2030-07-11 23:00 | 0.05
2030-07-12 | 0.06
2030-07-12 01:00 | 0.06
2030-07-12 02:00 | 0.06
2030-07-12 03:00 | 0.06
2030-07-12 04:00 | 0.06
2030-07-12 05:00 | 0.08
2030-07-12 06:00 | 0.08
2030-07-12 07:00 | 0.08
2030-07-12 08:00 | 0.05
2030-07-12 09:00 | 0.02
2030-07-12 10:00 | 0.01
2030-07-12 11:00 | 0
2030-07-12 12:00 | -0.01
2030-07-12 13:00 | 0
2030-07-12 14:00 | 0.01
2030-07-12 15:00 | 0.02
2030-07-12 16:00 | 0.03
2030-07-12 17:00 | 0.02
2030-07-12 18:00 | 0.01
2030-07-12 19:00 | 0.02
2030-07-12 20:00 | 0.04
2030-07-12 21:00 | 0.06
2030-07-12 22:00 | 0.06
2030-07-12 23:00 | 0.07
2030-07-13 | 0.07
2030-07-13 01:00 | 0.07
2030-07-13 02:00 | 0.07
2030-07-13 03:00 | 0.07
2030-07-13 04:00 | 0.07
2030-07-13 05:00 | 0.08
2030-07-13 06:00 | 0.08
2030-07-13 07:00 | 0.09
2030-07-13 08:00 | 0.07
2030-07-13 09:00 | 0.05
2030-07-13 10:00 | 0.04
2030-07-13 11:00 | 0.03
2030-07-13 12:00 | 0.03
2030-07-13 13:00 | 0.03
2030-07-13 14:00 | 0.03
2030-07-13 15:00 | 0.04
2030-07-13 16:00 | 0.05
2030-07-13 17:00 | 0.04
2030-07-13 18:00 | 0.03
2030-07-13 19:00 | 0.04
2030-07-13 20:00 | 0.05
2030-07-13 21:00 | 0.05
2030-07-13 22:00 | 0.05
2030-07-13 23:00 | 0.06
2030-07-14 | 0.06
2030-07-14 01:00 | 0.07
2030-07-14 02:00 | 0.07
2030-07-14 03:00 | 0.07
2030-07-14 04:00 | 0.08
2030-07-14 05:00 | 0.09
2030-07-14 06:00 | 0.1
2030-07-14 07:00 | 0.1
2030-07-14 08:00 | 0.07
2030-07-14 09:00 | 0.03
2030-07-14 10:00 | 0.01
2030-07-14 11:00 | 0
2030-07-14 12:00 | 0.01
2030-07-14 13:00 | 0.01
2030-07-14 14:00 | 0.02
2030-07-14 15:00 | 0.03
2030-07-14 16:00 | 0.02
2030-07-14 17:00 | 0.01
2030-07-14 18:00 | 0.01
2030-07-14 19:00 | 0.02
2030-07-14 20:00 | 0.02
2030-07-14 21:00 | 0.03
2030-07-14 22:00 | 0.03
2030-07-14 23:00 | 0.02
2030-07-15 | 0.04
2030-07-15 01:00 | 0.05
2030-07-15 02:00 | 0.05
2030-07-15 03:00 | 0.06
2030-07-15 04:00 | 0.06
2030-07-15 05:00 | 0.07
2030-07-15 06:00 | 0.07
2030-07-15 07:00 | 0.06
2030-07-15 08:00 | 0.04
2030-07-15 09:00 | 0.02
2030-07-15 10:00 | 0
2030-07-15 11:00 | 0
2030-07-15 12:00 | -0.01
2030-07-15 13:00 | 0
2030-07-15 14:00 | 0.01
2030-07-15 15:00 | 0.01
2030-07-15 16:00 | 0.02
2030-07-15 17:00 | 0.01
2030-07-15 18:00 | 0
2030-07-15 19:00 | 0
2030-07-15 20:00 | 0.01
2030-07-15 21:00 | 0.03
2030-07-15 22:00 | 0.04
2030-07-15 23:00 | 0.04
2030-07-16 | 0.05
2030-07-16 01:00 | 0.06
2030-07-16 02:00 | 0.05
2030-07-16 03:00 | 0.05
2030-07-16 04:00 | 0.05
2030-07-16 05:00 | 0.06
2030-07-16 06:00 | 0.07
2030-07-16 07:00 | 0.06
2030-07-16 08:00 | 0.03
2030-07-16 09:00 | 0
2030-07-16 10:00 | -0.01
2030-07-16 11:00 | -0.02
2030-07-16 12:00 | -0.02
2030-07-16 13:00 | -0.01
2030-07-16 14:00 | 0
2030-07-16 15:00 | 0.01
2030-07-16 16:00 | 0.01
2030-07-16 17:00 | 0
2030-07-16 18:00 | 0
2030-07-16 19:00 | 0.01
2030-07-16 20:00 | 0.02
2030-07-16 21:00 | 0.04
2030-07-16 22:00 | 0.05
2030-07-16 23:00 | 0.03
2030-07-17 | 0.06
2030-07-17 01:00 | 0.06
2030-07-17 02:00 | 0.05
2030-07-17 03:00 | 0.05
2030-07-17 04:00 | 0.06
2030-07-17 05:00 | 0.06
2030-07-17 06:00 | 0.07
2030-07-17 07:00 | 0.07
2030-07-17 08:00 | 0.04
2030-07-17 09:00 | 0.02
2030-07-17 10:00 | 0.01
2030-07-17 11:00 | 0.01
2030-07-17 12:00 | 0.01
2030-07-17 13:00 | 0.01
2030-07-17 14:00 | 0.02
2030-07-17 15:00 | 0.04
2030-07-17 16:00 | 0.05
2030-07-17 17:00 | 0.04
2030-07-17 18:00 | 0.03
2030-07-17 19:00 | 0.04
2030-07-17 20:00 | 0.04
2030-07-17 21:00 | 0.06
2030-07-17 22:00 | 0.06
2030-07-17 23:00 | 0.04
2030-07-18 | 0.05
2030-07-18 01:00 | 0.05
2030-07-18 02:00 | 0.05
2030-07-18 03:00 | 0.05
2030-07-18 04:00 | 0.05
2030-07-18 05:00 | 0.06
2030-07-18 06:00 | 0.07
2030-07-18 07:00 | 0.07
2030-07-18 08:00 | 0.05
2030-07-18 09:00 | 0.03
2030-07-18 10:00 | 0.02
2030-07-18 11:00 | 0.02
2030-07-18 12:00 | 0.02
2030-07-18 13:00 | 0.02
2030-07-18 14:00 | 0.03
2030-07-18 15:00 | 0.05
2030-07-18 16:00 | 0.05
2030-07-18 17:00 | 0.04
2030-07-18 18:00 | 0.04
2030-07-18 19:00 | 0.05
2030-07-18 20:00 | 0.05
2030-07-18 21:00 | 0.06
2030-07-18 22:00 | 0.06
2030-07-18 23:00 | 0.04
2030-07-19 | 0.05
2030-07-19 01:00 | 0.05
2030-07-19 02:00 | 0.05
2030-07-19 03:00 | 0.05
2030-07-19 04:00 | 0.04
2030-07-19 05:00 | 0.05
2030-07-19 06:00 | 0.07
2030-07-19 07:00 | 0.07
2030-07-19 08:00 | 0.05
2030-07-19 09:00 | 0.02
2030-07-19 10:00 | 0
2030-07-19 11:00 | -0.01
2030-07-19 12:00 | -0.01
2030-07-19 13:00 | -0.01
2030-07-19 14:00 | 0
2030-07-19 15:00 | 0.02
2030-07-19 16:00 | 0.03
2030-07-19 17:00 | 0.02
2030-07-19 18:00 | 0.01
2030-07-19 19:00 | 0.02
2030-07-19 20:00 | 0.03
2030-07-19 21:00 | 0.05
2030-07-19 22:00 | 0.05
2030-07-19 23:00 | 0.06
2030-07-20 | 0.05
2030-07-20 01:00 | 0.05
2030-07-20 02:00 | 0.04
2030-07-20 03:00 | 0.04
2030-07-20 04:00 | 0.04
2030-07-20 05:00 | 0.04
2030-07-20 06:00 | 0.06
2030-07-20 07:00 | 0.07
2030-07-20 08:00 | 0.06
2030-07-20 09:00 | 0.04
2030-07-20 10:00 | 0.03
2030-07-20 11:00 | 0.02
2030-07-20 12:00 | 0.02
2030-07-20 13:00 | 0.02
2030-07-20 14:00 | 0.02
2030-07-20 15:00 | 0.03
2030-07-20 16:00 | 0.04
2030-07-20 17:00 | 0.03
2030-07-20 18:00 | 0.03
2030-07-20 19:00 | 0.03
2030-07-20 20:00 | 0.04
2030-07-20 21:00 | 0.04
2030-07-20 22:00 | 0.04
2030-07-20 23:00 | 0.04
2030-07-21 | 0.04
2030-07-21 01:00 | 0.04
2030-07-21 02:00 | 0.04
2030-07-21 03:00 | 0.05
2030-07-21 04:00 | 0.05
2030-07-21 05:00 | 0.06
2030-07-21 06:00 | 0.07
2030-07-21 07:00 | 0.09
2030-07-21 08:00 | 0.06
2030-07-21 09:00 | 0.02
2030-07-21 10:00 | 0
2030-07-21 11:00 | -0.01
2030-07-21 12:00 | 0
2030-07-21 13:00 | 0
2030-07-21 14:00 | 0.01
2030-07-21 15:00 | 0.02
2030-07-21 16:00 | 0.02
2030-07-21 17:00 | 0.01
2030-07-21 18:00 | 0.01
2030-07-21 19:00 | 0.01
2030-07-21 20:00 | 0.02
2030-07-21 21:00 | 0.03
2030-07-21 22:00 | 0.02
2030-07-21 23:00 | 0.01
2030-07-22 | 0.03
2030-07-22 01:00 | 0.04
2030-07-22 02:00 | 0.04
2030-07-22 03:00 | 0.04
2030-07-22 04:00 | 0.04
2030-07-22 05:00 | 0.05
2030-07-22 06:00 | 0.05
2030-07-22 07:00 | 0.05
2030-07-22 08:00 | 0.04
2030-07-22 09:00 | 0.01
2030-07-22 10:00 | 0
2030-07-22 11:00 | -0.01
2030-07-22 12:00 | -0.01
2030-07-22 13:00 | -0.01
2030-07-22 14:00 | 0
2030-07-22 15:00 | 0.01
2030-07-22 16:00 | 0.01
2030-07-22 17:00 | 0
2030-07-22 18:00 | 0
2030-07-22 19:00 | 0
2030-07-22 20:00 | 0.01
2030-07-22 21:00 | 0.02
2030-07-22 22:00 | 0.03
2030-07-22 23:00 | 0.03
2030-07-23 | 0.05
2030-07-23 01:00 | 0.05
2030-07-23 02:00 | 0.04
2030-07-23 03:00 | 0.04
2030-07-23 04:00 | 0.04
2030-07-23 05:00 | 0.04
2030-07-23 06:00 | 0.05
2030-07-23 07:00 | 0.06
2030-07-23 08:00 | 0.03
2030-07-23 09:00 | 0
2030-07-23 10:00 | -0.02
2030-07-23 11:00 | -0.02
2030-07-23 12:00 | -0.02
2030-07-23 13:00 | -0.02
2030-07-23 14:00 | -0.01
2030-07-23 15:00 | 0
2030-07-23 16:00 | 0.01
2030-07-23 17:00 | 0
2030-07-23 18:00 | 0
2030-07-23 19:00 | 0.01
2030-07-23 20:00 | 0.02
2030-07-23 21:00 | 0.03
2030-07-23 22:00 | 0.04
2030-07-23 23:00 | 0.03
2030-07-24 | 0.05
2030-07-24 01:00 | 0.05
2030-07-24 02:00 | 0.04
2030-07-24 03:00 | 0.05
2030-07-24 04:00 | 0.05
2030-07-24 05:00 | 0.05
2030-07-24 06:00 | 0.06
2030-07-24 07:00 | 0.06
2030-07-24 08:00 | 0.04
2030-07-24 09:00 | 0.02
2030-07-24 10:00 | 0.01
2030-07-24 11:00 | 0
2030-07-24 12:00 | 0.01
2030-07-24 13:00 | 0.01
2030-07-24 14:00 | 0.02
2030-07-24 15:00 | 0.03
2030-07-24 16:00 | 0.05
2030-07-24 17:00 | 0.04
2030-07-24 18:00 | 0.03
2030-07-24 19:00 | 0.04
2030-07-24 20:00 | 0.04
2030-07-24 21:00 | 0.05
2030-07-24 22:00 | 0.06
2030-07-24 23:00 | 0.04
2030-07-25 | 0.06
2030-07-25 01:00 | 0.06
2030-07-25 02:00 | 0.06
2030-07-25 03:00 | 0.06
2030-07-25 04:00 | 0.06
2030-07-25 05:00 | 0.07
2030-07-25 06:00 | 0.07
2030-07-25 07:00 | 0.08
2030-07-25 08:00 | 0.05
2030-07-25 09:00 | 0.03
2030-07-25 10:00 | 0.03
2030-07-25 11:00 | 0.02
2030-07-25 12:00 | 0.02
2030-07-25 13:00 | 0.02
2030-07-25 14:00 | 0.03
2030-07-25 15:00 | 0.05
2030-07-25 16:00 | 0.05
2030-07-25 17:00 | 0.04
2030-07-25 18:00 | 0.04
2030-07-25 19:00 | 0.05
2030-07-25 20:00 | 0.05
2030-07-25 21:00 | 0.07
2030-07-25 22:00 | 0.07
2030-07-25 23:00 | 0.05
2030-07-26 | 0.07
2030-07-26 01:00 | 0.07
2030-07-26 02:00 | 0.07
2030-07-26 03:00 | 0.08
2030-07-26 04:00 | 0.08
2030-07-26 05:00 | 0.09
2030-07-26 06:00 | 0.1
2030-07-26 07:00 | 0.09
2030-07-26 08:00 | 0.06
2030-07-26 09:00 | 0.03
2030-07-26 10:00 | 0.01
2030-07-26 11:00 | 0
2030-07-26 12:00 | 0
2030-07-26 13:00 | 0
2030-07-26 14:00 | 0.01
2030-07-26 15:00 | 0.03
2030-07-26 16:00 | 0.03
2030-07-26 17:00 | 0.03
2030-07-26 18:00 | 0.02
2030-07-26 19:00 | 0.03
2030-07-26 20:00 | 0.04
2030-07-26 21:00 | 0.06
2030-07-26 22:00 | 0.07
2030-07-26 23:00 | 0.07
2030-07-27 | 0.07
2030-07-27 01:00 | 0.07
2030-07-27 02:00 | 0.07
2030-07-27 03:00 | 0.07
2030-07-27 04:00 | 0.07
2030-07-27 05:00 | 0.08
2030-07-27 06:00 | 0.08
2030-07-27 07:00 | 0.09
2030-07-27 08:00 | 0.07
2030-07-27 09:00 | 0.05
2030-07-27 10:00 | 0.04
2030-07-27 11:00 | 0.03
2030-07-27 12:00 | 0.03
2030-07-27 13:00 | 0.03
2030-07-27 14:00 | 0.03
2030-07-27 15:00 | 0.04
2030-07-27 16:00 | 0.04
2030-07-27 17:00 | 0.04
2030-07-27 18:00 | 0.03
2030-07-27 19:00 | 0.04
2030-07-27 20:00 | 0.05
2030-07-27 21:00 | 0.05
2030-07-27 22:00 | 0.05
2030-07-27 23:00 | 0.06
2030-07-28 | 0.05
2030-07-28 01:00 | 0.05
2030-07-28 02:00 | 0.05
2030-07-28 03:00 | 0.05
2030-07-28 04:00 | 0.06
2030-07-28 05:00 | 0.07
2030-07-28 06:00 | 0.08
2030-07-28 07:00 | 0.09
2030-07-28 08:00 | 0.06
2030-07-28 09:00 | 0.02
2030-07-28 10:00 | 0
2030-07-28 11:00 | -0.01
2030-07-28 12:00 | 0
2030-07-28 13:00 | 0.01
2030-07-28 14:00 | 0.02
2030-07-28 15:00 | 0.03
2030-07-28 16:00 | 0.02
2030-07-28 17:00 | 0.01
2030-07-28 18:00 | 0.01
2030-07-28 19:00 | 0.02
2030-07-28 20:00 | 0.02
2030-07-28 21:00 | 0.03
2030-07-28 22:00 | 0.03
2030-07-28 23:00 | 0.01
2030-07-29 | 0.05
2030-07-29 01:00 | 0.06
2030-07-29 02:00 | 0.06
2030-07-29 03:00 | 0.06
2030-07-29 04:00 | 0.06
2030-07-29 05:00 | 0.08
2030-07-29 06:00 | 0.07
2030-07-29 07:00 | 0.06
2030-07-29 08:00 | 0.04
2030-07-29 09:00 | 0.02
2030-07-29 10:00 | 0
2030-07-29 11:00 | 0
2030-07-29 12:00 | 0
2030-07-29 13:00 | 0
2030-07-29 14:00 | 0.01
2030-07-29 15:00 | 0.02
2030-07-29 16:00 | 0.02
2030-07-29 17:00 | 0.01
2030-07-29 18:00 | 0
2030-07-29 19:00 | 0.01
2030-07-29 20:00 | 0.01
2030-07-29 21:00 | 0.03
2030-07-29 22:00 | 0.04
2030-07-29 23:00 | 0.04
2030-07-30 | 0.06
2030-07-30 01:00 | 0.06
2030-07-30 02:00 | 0.06
2030-07-30 03:00 | 0.06
2030-07-30 04:00 | 0.06
2030-07-30 05:00 | 0.07
2030-07-30 06:00 | 0.07
2030-07-30 07:00 | 0.07
2030-07-30 08:00 | 0.04
2030-07-30 09:00 | 0
2030-07-30 10:00 | -0.01
2030-07-30 11:00 | -0.01
2030-07-30 12:00 | -0.02
2030-07-30 13:00 | -0.01
2030-07-30 14:00 | 0
2030-07-30 15:00 | 0.01
2030-07-30 16:00 | 0.02
2030-07-30 17:00 | 0.01
2030-07-30 18:00 | 0
2030-07-30 19:00 | 0.01
2030-07-30 20:00 | 0.02
2030-07-30 21:00 | 0.04
2030-07-30 22:00 | 0.05
2030-07-30 23:00 | 0.04
2030-07-31 | 0.06
2030-07-31 01:00 | 0.06
2030-07-31 02:00 | 0.06
2030-07-31 03:00 | 0.06
2030-07-31 04:00 | 0.06
2030-07-31 05:00 | 0.07
2030-07-31 06:00 | 0.07
2030-07-31 07:00 | 0.07
2030-07-31 08:00 | 0.04
2030-07-31 09:00 | 0.02
2030-07-31 10:00 | 0.02
2030-07-31 11:00 | 0.01
2030-07-31 12:00 | 0.01
2030-07-31 13:00 | 0.01
2030-07-31 14:00 | 0.02
2030-07-31 15:00 | 0.04
2030-07-31 16:00 | 0.05
2030-07-31 17:00 | 0.04
2030-07-31 18:00 | 0.03
2030-07-31 19:00 | 0.04
2030-07-31 20:00 | 0.04
2030-07-31 21:00 | 0.06
2030-07-31 22:00 | 0.06
2030-07-31 23:00 | 0.04
2030-08-01 | 0.05
2030-08-01 01:00 | 0.05
2030-08-01 02:00 | 0.04
2030-08-01 03:00 | 0.04
2030-08-01 04:00 | 0.04
2030-08-01 05:00 | 0.05
2030-08-01 06:00 | 0.06
2030-08-01 07:00 | 0.07
2030-08-01 08:00 | 0.05
2030-08-01 09:00 | 0.03
2030-08-01 10:00 | 0.02
2030-08-01 11:00 | 0.02
2030-08-01 12:00 | 0.02
2030-08-01 13:00 | 0.02
2030-08-01 14:00 | 0.03
2030-08-01 15:00 | 0.05
2030-08-01 16:00 | 0.05
2030-08-01 17:00 | 0.04
2030-08-01 18:00 | 0.04
2030-08-01 19:00 | 0.05
2030-08-01 20:00 | 0.05
2030-08-01 21:00 | 0.06
2030-08-01 22:00 | 0.06
2030-08-01 23:00 | 0.04
2030-08-02 | 0.06
2030-08-02 01:00 | 0.06
2030-08-02 02:00 | 0.06
2030-08-02 03:00 | 0.06
2030-08-02 04:00 | 0.06
2030-08-02 05:00 | 0.07
2030-08-02 06:00 | 0.08
2030-08-02 07:00 | 0.08
2030-08-02 08:00 | 0.06
2030-08-02 09:00 | 0.03
2030-08-02 10:00 | 0.01
2030-08-02 11:00 | 0
2030-08-02 12:00 | -0.01
2030-08-02 13:00 | 0
2030-08-02 14:00 | 0.01
2030-08-02 15:00 | 0.02
2030-08-02 16:00 | 0.03
2030-08-02 17:00 | 0.03
2030-08-02 18:00 | 0.02
2030-08-02 19:00 | 0.03
2030-08-02 20:00 | 0.04
2030-08-02 21:00 | 0.06
2030-08-02 22:00 | 0.06
2030-08-02 23:00 | 0.07
2030-08-03 | 0.06
2030-08-03 01:00 | 0.05
2030-08-03 02:00 | 0.05
2030-08-03 03:00 | 0.05
2030-08-03 04:00 | 0.05
2030-08-03 05:00 | 0.05
2030-08-03 06:00 | 0.06
2030-08-03 07:00 | 0.08
2030-08-03 08:00 | 0.07
2030-08-03 09:00 | 0.04
2030-08-03 10:00 | 0.03
2030-08-03 11:00 | 0.02
2030-08-03 12:00 | 0.02
2030-08-03 13:00 | 0.02
2030-08-03 14:00 | 0.03
2030-08-03 15:00 | 0.04
2030-08-03 16:00 | 0.04
2030-08-03 17:00 | 0.03
2030-08-03 18:00 | 0.03
2030-08-03 19:00 | 0.04
2030-08-03 20:00 | 0.04
2030-08-03 21:00 | 0.05
2030-08-03 22:00 | 0.05
2030-08-03 23:00 | 0.05
2030-08-04 | 0.04
2030-08-04 01:00 | 0.04
2030-08-04 02:00 | 0.04
2030-08-04 03:00 | 0.04
2030-08-04 04:00 | 0.04
2030-08-04 05:00 | 0.05
2030-08-04 06:00 | 0.07
2030-08-04 07:00 | 0.09
2030-08-04 08:00 | 0.06
2030-08-04 09:00 | 0.02
2030-08-04 10:00 | 0
2030-08-04 11:00 | -0.01
2030-08-04 12:00 | 0
2030-08-04 13:00 | 0.01
2030-08-04 14:00 | 0.01
2030-08-04 15:00 | 0.02
2030-08-04 16:00 | 0.02
2030-08-04 17:00 | 0.01
2030-08-04 18:00 | 0.01
2030-08-04 19:00 | 0.02
2030-08-04 20:00 | 0.02
2030-08-04 21:00 | 0.03
2030-08-04 22:00 | 0.02
2030-08-04 23:00 | 0.01
2030-08-05 | 0.02
2030-08-05 01:00 | 0.03
2030-08-05 02:00 | 0.03
2030-08-05 03:00 | 0.03
2030-08-05 04:00 | 0.02
2030-08-05 05:00 | 0.03
2030-08-05 06:00 | 0.04
2030-08-05 07:00 | 0.05
2030-08-05 08:00 | 0.03
2030-08-05 09:00 | 0.01
2030-08-05 10:00 | -0.01
2030-08-05 11:00 | -0.01
2030-08-05 12:00 | -0.01
2030-08-05 13:00 | -0.01
2030-08-05 14:00 | 0
2030-08-05 15:00 | 0.01
2030-08-05 16:00 | 0.01
2030-08-05 17:00 | 0
2030-08-05 18:00 | 0
2030-08-05 19:00 | 0
2030-08-05 20:00 | 0.01
2030-08-05 21:00 | 0.02
2030-08-05 22:00 | 0.03
2030-08-05 23:00 | 0.03
2030-08-06 | 0.04
2030-08-06 01:00 | 0.03
2030-08-06 02:00 | 0.03
2030-08-06 03:00 | 0.02
2030-08-06 04:00 | 0.02
2030-08-06 05:00 | 0.02
2030-08-06 06:00 | 0.04
2030-08-06 07:00 | 0.05
2030-08-06 08:00 | 0.03
2030-08-06 09:00 | -0.01
2030-08-06 10:00 | -0.02
2030-08-06 11:00 | -0.03
2030-08-06 12:00 | -0.03
2030-08-06 13:00 | -0.02
2030-08-06 14:00 | -0.01
2030-08-06 15:00 | 0
2030-08-06 16:00 | 0.01
2030-08-06 17:00 | 0
2030-08-06 18:00 | 0
2030-08-06 19:00 | 0.01
2030-08-06 20:00 | 0.02
2030-08-06 21:00 | 0.03
2030-08-06 22:00 | 0.04
2030-08-06 23:00 | 0.02
2030-08-07 | 0.05
2030-08-07 01:00 | 0.05
2030-08-07 02:00 | 0.04
2030-08-07 03:00 | 0.04
2030-08-07 04:00 | 0.04
2030-08-07 05:00 | 0.05
2030-08-07 06:00 | 0.06
2030-08-07 07:00 | 0.06
2030-08-07 08:00 | 0.04
2030-08-07 09:00 | 0.02
2030-08-07 10:00 | 0.01
2030-08-07 11:00 | 0
2030-08-07 12:00 | 0.01
2030-08-07 13:00 | 0.01
2030-08-07 14:00 | 0.02
2030-08-07 15:00 | 0.04
2030-08-07 16:00 | 0.05
2030-08-07 17:00 | 0.04
2030-08-07 18:00 | 0.03
2030-08-07 19:00 | 0.04
2030-08-07 20:00 | 0.04
2030-08-07 21:00 | 0.06
2030-08-07 22:00 | 0.06
2030-08-07 23:00 | 0.03
2030-08-08 | 0.05
2030-08-08 01:00 | 0.04
2030-08-08 02:00 | 0.04
2030-08-08 03:00 | 0.04
2030-08-08 04:00 | 0.04
2030-08-08 05:00 | 0.04
2030-08-08 06:00 | 0.06
2030-08-08 07:00 | 0.07
2030-08-08 08:00 | 0.04
2030-08-08 09:00 | 0.02
2030-08-08 10:00 | 0.02
2030-08-08 11:00 | 0.02
2030-08-08 12:00 | 0.01
2030-08-08 13:00 | 0.02
2030-08-08 14:00 | 0.03
2030-08-08 15:00 | 0.05
2030-08-08 16:00 | 0.05
2030-08-08 17:00 | 0.04
2030-08-08 18:00 | 0.04
2030-08-08 19:00 | 0.05
2030-08-08 20:00 | 0.05
2030-08-08 21:00 | 0.06
2030-08-08 22:00 | 0.06
2030-08-08 23:00 | 0.04
2030-08-09 | 0.06
2030-08-09 01:00 | 0.06
2030-08-09 02:00 | 0.06
2030-08-09 03:00 | 0.06
2030-08-09 04:00 | 0.06
2030-08-09 05:00 | 0.07
2030-08-09 06:00 | 0.08
2030-08-09 07:00 | 0.08
2030-08-09 08:00 | 0.06
2030-08-09 09:00 | 0.03
2030-08-09 10:00 | 0.01
2030-08-09 11:00 | 0
2030-08-09 12:00 | -0.01
2030-08-09 13:00 | 0
2030-08-09 14:00 | 0.01
2030-08-09 15:00 | 0.02
2030-08-09 16:00 | 0.03
2030-08-09 17:00 | 0.03
2030-08-09 18:00 | 0.02
2030-08-09 19:00 | 0.03
2030-08-09 20:00 | 0.04
2030-08-09 21:00 | 0.06
2030-08-09 22:00 | 0.06
2030-08-09 23:00 | 0.07
2030-08-10 | 0.07
2030-08-10 01:00 | 0.07
2030-08-10 02:00 | 0.06
2030-08-10 03:00 | 0.06
2030-08-10 04:00 | 0.07
2030-08-10 05:00 | 0.07
2030-08-10 06:00 | 0.08
2030-08-10 07:00 | 0.09
2030-08-10 08:00 | 0.07
2030-08-10 09:00 | 0.05
2030-08-10 10:00 | 0.04
2030-08-10 11:00 | 0.03
2030-08-10 12:00 | 0.03
2030-08-10 13:00 | 0.03
2030-08-10 14:00 | 0.03
2030-08-10 15:00 | 0.04
2030-08-10 16:00 | 0.05
2030-08-10 17:00 | 0.04
2030-08-10 18:00 | 0.03
2030-08-10 19:00 | 0.04
2030-08-10 20:00 | 0.05
2030-08-10 21:00 | 0.05
2030-08-10 22:00 | 0.05
2030-08-10 23:00 | 0.06
2030-08-11 | 0.06
2030-08-11 01:00 | 0.06
2030-08-11 02:00 | 0.06
2030-08-11 03:00 | 0.07
2030-08-11 04:00 | 0.08
2030-08-11 05:00 | 0.09
2030-08-11 06:00 | 0.1
2030-08-11 07:00 | 0.1
2030-08-11 08:00 | 0.07
2030-08-11 09:00 | 0.03
2030-08-11 10:00 | 0.01
2030-08-11 11:00 | 0
2030-08-11 12:00 | 0.01
2030-08-11 13:00 | 0.02
2030-08-11 14:00 | 0.02
2030-08-11 15:00 | 0.03
2030-08-11 16:00 | 0.03
2030-08-11 17:00 | 0.02
2030-08-11 18:00 | 0.01
2030-08-11 19:00 | 0.02
2030-08-11 20:00 | 0.03
2030-08-11 21:00 | 0.04
2030-08-11 22:00 | 0.03
2030-08-11 23:00 | 0.02
2030-08-12 | 0.05
2030-08-12 01:00 | 0.06
2030-08-12 02:00 | 0.06
2030-08-12 03:00 | 0.07
2030-08-12 04:00 | 0.07
2030-08-12 05:00 | 0.08
2030-08-12 06:00 | 0.08
2030-08-12 07:00 | 0.07
2030-08-12 08:00 | 0.05
2030-08-12 09:00 | 0.02
2030-08-12 10:00 | 0.01
2030-08-12 11:00 | 0
2030-08-12 12:00 | 0
2030-08-12 13:00 | 0.01
2030-08-12 14:00 | 0.01
2030-08-12 15:00 | 0.02
2030-08-12 16:00 | 0.02
2030-08-12 17:00 | 0.01
2030-08-12 18:00 | 0
2030-08-12 19:00 | 0.01
2030-08-12 20:00 | 0.02
2030-08-12 21:00 | 0.03
2030-08-12 22:00 | 0.05
2030-08-12 23:00 | 0.05
2030-08-13 | 0.06
2030-08-13 01:00 | 0.07
2030-08-13 02:00 | 0.07
2030-08-13 03:00 | 0.07
2030-08-13 04:00 | 0.07
2030-08-13 05:00 | 0.08
2030-08-13 06:00 | 0.08
2030-08-13 07:00 | 0.07
2030-08-13 08:00 | 0.04
2030-08-13 09:00 | 0.01
2030-08-13 10:00 | 0
2030-08-13 11:00 | -0.01
2030-08-13 12:00 | -0.01
2030-08-13 13:00 | 0
2030-08-13 14:00 | 0.01
2030-08-13 15:00 | 0.02
2030-08-13 16:00 | 0.02
2030-08-13 17:00 | 0.01
2030-08-13 18:00 | 0.01
2030-08-13 19:00 | 0.02
2030-08-13 20:00 | 0.03
2030-08-13 21:00 | 0.04
2030-08-13 22:00 | 0.06
2030-08-13 23:00 | 0.04
2030-08-14 | 0.07
2030-08-14 01:00 | 0.07
2030-08-14 02:00 | 0.06
2030-08-14 03:00 | 0.07
2030-08-14 04:00 | 0.07
2030-08-14 05:00 | 0.08
2030-08-14 06:00 | 0.08
2030-08-14 07:00 | 0.08
2030-08-14 08:00 | 0.05
2030-08-14 09:00 | 0.03
2030-08-14 10:00 | 0.02
2030-08-14 11:00 | 0.01
2030-08-14 12:00 | 0.02
2030-08-14 13:00 | 0.02
2030-08-14 14:00 | 0.03
2030-08-14 15:00 | 0.05
2030-08-14 16:00 | 0.06
2030-08-14 17:00 | 0.05
2030-08-14 18:00 | 0.03
2030-08-14 19:00 | 0.04
2030-08-14 20:00 | 0.05
2030-08-14 21:00 | 0.06
2030-08-14 22:00 | 0.07
2030-08-14 23:00 | 0.05
2030-08-15 | 0.06
2030-08-15 01:00 | 0.06
2030-08-15 02:00 | 0.05
2030-08-15 03:00 | 0.05
2030-08-15 04:00 | 0.06
2030-08-15 05:00 | 0.07
2030-08-15 06:00 | 0.07
2030-08-15 07:00 | 0.08
2030-08-15 08:00 | 0.05
2030-08-15 09:00 | 0.03
2030-08-15 10:00 | 0.03
2030-08-15 11:00 | 0.02
2030-08-15 12:00 | 0.02
2030-08-15 13:00 | 0.03
2030-08-15 14:00 | 0.04
2030-08-15 15:00 | 0.05
2030-08-15 16:00 | 0.05
2030-08-15 17:00 | 0.05
2030-08-15 18:00 | 0.04
2030-08-15 19:00 | 0.05
2030-08-15 20:00 | 0.06
2030-08-15 21:00 | 0.07
2030-08-15 22:00 | 0.07
2030-08-15 23:00 | 0.05
2030-08-16 | 0.06
2030-08-16 01:00 | 0.06
2030-08-16 02:00 | 0.06
2030-08-16 03:00 | 0.06
2030-08-16 04:00 | 0.06
2030-08-16 05:00 | 0.07
2030-08-16 06:00 | 0.08
2030-08-16 07:00 | 0.08
2030-08-16 08:00 | 0.06
2030-08-16 09:00 | 0.03
2030-08-16 10:00 | 0.01
2030-08-16 11:00 | 0
2030-08-16 12:00 | -0.01
2030-08-16 13:00 | 0
2030-08-16 14:00 | 0.01
2030-08-16 15:00 | 0.03
2030-08-16 16:00 | 0.03
2030-08-16 17:00 | 0.03
2030-08-16 18:00 | 0.02
2030-08-16 19:00 | 0.03
2030-08-16 20:00 | 0.04
2030-08-16 21:00 | 0.06
2030-08-16 22:00 | 0.06
2030-08-16 23:00 | 0.07
2030-08-17 | 0.07
2030-08-17 01:00 | 0.07
2030-08-17 02:00 | 0.07
2030-08-17 03:00 | 0.07
2030-08-17 04:00 | 0.07
2030-08-17 05:00 | 0.08
2030-08-17 06:00 | 0.08
2030-08-17 07:00 | 0.09
2030-08-17 08:00 | 0.07
2030-08-17 09:00 | 0.05
2030-08-17 10:00 | 0.04
2030-08-17 11:00 | 0.03
2030-08-17 12:00 | 0.03
2030-08-17 13:00 | 0.03
2030-08-17 14:00 | 0.03
2030-08-17 15:00 | 0.04
2030-08-17 16:00 | 0.05
2030-08-17 17:00 | 0.04
2030-08-17 18:00 | 0.03
2030-08-17 19:00 | 0.04
2030-08-17 20:00 | 0.05
2030-08-17 21:00 | 0.05
2030-08-17 22:00 | 0.06
2030-08-17 23:00 | 0.06
2030-08-18 | 0.05
2030-08-18 01:00 | 0.05
2030-08-18 02:00 | 0.05
2030-08-18 03:00 | 0.05
2030-08-18 04:00 | 0.06
2030-08-18 05:00 | 0.07
2030-08-18 06:00 | 0.08
2030-08-18 07:00 | 0.09
2030-08-18 08:00 | 0.06
2030-08-18 09:00 | 0.03
2030-08-18 10:00 | 0
2030-08-18 11:00 | 0
2030-08-18 12:00 | 0
2030-08-18 13:00 | 0.01
2030-08-18 14:00 | 0.02
2030-08-18 15:00 | 0.03
2030-08-18 16:00 | 0.02
2030-08-18 17:00 | 0.01
2030-08-18 18:00 | 0.01
2030-08-18 19:00 | 0.02
2030-08-18 20:00 | 0.02
2030-08-18 21:00 | 0.03
2030-08-18 22:00 | 0.03
2030-08-18 23:00 | 0.01
2030-08-19 | 0.03
2030-08-19 01:00 | 0.04
2030-08-19 02:00 | 0.04
2030-08-19 03:00 | 0.04
2030-08-19 04:00 | 0.04
2030-08-19 05:00 | 0.05
2030-08-19 06:00 | 0.06
2030-08-19 07:00 | 0.06
2030-08-19 08:00 | 0.04
2030-08-19 09:00 | 0.01
2030-08-19 10:00 | 0
2030-08-19 11:00 | -0.01
2030-08-19 12:00 | -0.01
2030-08-19 13:00 | 0
2030-08-19 14:00 | 0
2030-08-19 15:00 | 0.01
2030-08-19 16:00 | 0.02
2030-08-19 17:00 | 0.01
2030-08-19 18:00 | 0
2030-08-19 19:00 | 0
2030-08-19 20:00 | 0.01
2030-08-19 21:00 | 0.02
2030-08-19 22:00 | 0.04
2030-08-19 23:00 | 0.04
2030-08-20 | 0.04
2030-08-20 01:00 | 0.04
2030-08-20 02:00 | 0.04
2030-08-20 03:00 | 0.04
2030-08-20 04:00 | 0.03
2030-08-20 05:00 | 0.04
2030-08-20 06:00 | 0.05
2030-08-20 07:00 | 0.06
2030-08-20 08:00 | 0.03
2030-08-20 09:00 | 0
2030-08-20 10:00 | -0.01
2030-08-20 11:00 | -0.02
2030-08-20 12:00 | -0.02
2030-08-20 13:00 | -0.01
2030-08-20 14:00 | -0.01
2030-08-20 15:00 | 0.01
2030-08-20 16:00 | 0.01
2030-08-20 17:00 | 0
2030-08-20 18:00 | 0
2030-08-20 19:00 | 0.01
2030-08-20 20:00 | 0.02
2030-08-20 21:00 | 0.04
2030-08-20 22:00 | 0.04
2030-08-20 23:00 | 0.03
2030-08-21 | 0.05
2030-08-21 01:00 | 0.05
2030-08-21 02:00 | 0.04
2030-08-21 03:00 | 0.04
2030-08-21 04:00 | 0.03
2030-08-21 05:00 | 0.04
2030-08-21 06:00 | 0.05
2030-08-21 07:00 | 0.06
2030-08-21 08:00 | 0.04
2030-08-21 09:00 | 0.02
2030-08-21 10:00 | 0.01
2030-08-21 11:00 | 0
2030-08-21 12:00 | 0.01
2030-08-21 13:00 | 0.01
2030-08-21 14:00 | 0.02
2030-08-21 15:00 | 0.04
2030-08-21 16:00 | 0.05
2030-08-21 17:00 | 0.04
2030-08-21 18:00 | 0.03
2030-08-21 19:00 | 0.04
2030-08-21 20:00 | 0.04
2030-08-21 21:00 | 0.05
2030-08-21 22:00 | 0.06
2030-08-21 23:00 | 0.03
2030-08-22 | 0.05
2030-08-22 01:00 | 0.05
2030-08-22 02:00 | 0.04
2030-08-22 03:00 | 0.04
2030-08-22 04:00 | 0.04
2030-08-22 05:00 | 0.05
2030-08-22 06:00 | 0.06
2030-08-22 07:00 | 0.07
2030-08-22 08:00 | 0.05
2030-08-22 09:00 | 0.03
2030-08-22 10:00 | 0.02
2030-08-22 11:00 | 0.02
2030-08-22 12:00 | 0.02
2030-08-22 13:00 | 0.02
2030-08-22 14:00 | 0.03
2030-08-22 15:00 | 0.05
2030-08-22 16:00 | 0.05
2030-08-22 17:00 | 0.04
2030-08-22 18:00 | 0.04
2030-08-22 19:00 | 0.05
2030-08-22 20:00 | 0.05
2030-08-22 21:00 | 0.06
2030-08-22 22:00 | 0.06
2030-08-22 23:00 | 0.04
2030-08-23 | 0.05
2030-08-23 01:00 | 0.05
2030-08-23 02:00 | 0.05
2030-08-23 03:00 | 0.05
2030-08-23 04:00 | 0.05
2030-08-23 05:00 | 0.06
2030-08-23 06:00 | 0.07
2030-08-23 07:00 | 0.08
2030-08-23 08:00 | 0.05
2030-08-23 09:00 | 0.02
2030-08-23 10:00 | 0.01
2030-08-23 11:00 | 0
2030-08-23 12:00 | -0.01
2030-08-23 13:00 | 0
2030-08-23 14:00 | 0.01
2030-08-23 15:00 | 0.02
2030-08-23 16:00 | 0.03
2030-08-23 17:00 | 0.02
2030-08-23 18:00 | 0.02
2030-08-23 19:00 | 0.03
2030-08-23 20:00 | 0.04
2030-08-23 21:00 | 0.06
2030-08-23 22:00 | 0.06
2030-08-23 23:00 | 0.06
2030-08-24 | 0.06
2030-08-24 01:00 | 0.06
2030-08-24 02:00 | 0.06
2030-08-24 03:00 | 0.06
2030-08-24 04:00 | 0.06
2030-08-24 05:00 | 0.07
2030-08-24 06:00 | 0.07
2030-08-24 07:00 | 0.09
2030-08-24 08:00 | 0.07
2030-08-24 09:00 | 0.05
2030-08-24 10:00 | 0.03
2030-08-24 11:00 | 0.03
2030-08-24 12:00 | 0.03
2030-08-24 13:00 | 0.03
2030-08-24 14:00 | 0.03
2030-08-24 15:00 | 0.04
2030-08-24 16:00 | 0.05
2030-08-24 17:00 | 0.04
2030-08-24 18:00 | 0.03
2030-08-24 19:00 | 0.04
2030-08-24 20:00 | 0.05
2030-08-24 21:00 | 0.05
2030-08-24 22:00 | 0.05
2030-08-24 23:00 | 0.05
2030-08-25 | 0.05
2030-08-25 01:00 | 0.05
2030-08-25 02:00 | 0.05
2030-08-25 03:00 | 0.06
2030-08-25 04:00 | 0.06
2030-08-25 05:00 | 0.07
2030-08-25 06:00 | 0.08
2030-08-25 07:00 | 0.09
2030-08-25 08:00 | 0.06
2030-08-25 09:00 | 0.03
2030-08-25 10:00 | 0.01
2030-08-25 11:00 | 0
2030-08-25 12:00 | 0
2030-08-25 13:00 | 0.01
2030-08-25 14:00 | 0.02
2030-08-25 15:00 | 0.03
2030-08-25 16:00 | 0.02
2030-08-25 17:00 | 0.01
2030-08-25 18:00 | 0.01
2030-08-25 19:00 | 0.02
2030-08-25 20:00 | 0.02
2030-08-25 21:00 | 0.03
2030-08-25 22:00 | 0.03
2030-08-25 23:00 | 0.01
2030-08-26 | 0.04
2030-08-26 01:00 | 0.05
2030-08-26 02:00 | 0.05
2030-08-26 03:00 | 0.06
2030-08-26 04:00 | 0.06
2030-08-26 05:00 | 0.07
2030-08-26 06:00 | 0.07
2030-08-26 07:00 | 0.06
2030-08-26 08:00 | 0.04
2030-08-26 09:00 | 0.02
2030-08-26 10:00 | 0.01
2030-08-26 11:00 | 0
2030-08-26 12:00 | 0
2030-08-26 13:00 | 0
2030-08-26 14:00 | 0.01
2030-08-26 15:00 | 0.02
2030-08-26 16:00 | 0.02
2030-08-26 17:00 | 0.01
2030-08-26 18:00 | 0
2030-08-26 19:00 | 0.01
2030-08-26 20:00 | 0.02
2030-08-26 21:00 | 0.03
2030-08-26 22:00 | 0.04
2030-08-26 23:00 | 0.04
2030-08-27 | 0.06
2030-08-27 01:00 | 0.06
2030-08-27 02:00 | 0.07
2030-08-27 03:00 | 0.07
2030-08-27 04:00 | 0.07
2030-08-27 05:00 | 0.07
2030-08-27 06:00 | 0.08
2030-08-27 07:00 | 0.07
2030-08-27 08:00 | 0.04
2030-08-27 09:00 | 0.01
2030-08-27 10:00 | 0
2030-08-27 11:00 | -0.01
2030-08-27 12:00 | -0.01
2030-08-27 13:00 | 0
2030-08-27 14:00 | 0
2030-08-27 15:00 | 0.02
2030-08-27 16:00 | 0.02
2030-08-27 17:00 | 0.01
2030-08-27 18:00 | 0.01
2030-08-27 19:00 | 0.02
2030-08-27 20:00 | 0.03
2030-08-27 21:00 | 0.04
2030-08-27 22:00 | 0.05
2030-08-27 23:00 | 0.04
2030-08-28 | 0.06
2030-08-28 01:00 | 0.06
2030-08-28 02:00 | 0.05
2030-08-28 03:00 | 0.05
2030-08-28 04:00 | 0.05
2030-08-28 05:00 | 0.06
2030-08-28 06:00 | 0.07
2030-08-28 07:00 | 0.07
2030-08-28 08:00 | 0.04
2030-08-28 09:00 | 0.02
2030-08-28 10:00 | 0.01
2030-08-28 11:00 | 0.01
2030-08-28 12:00 | 0.01
2030-08-28 13:00 | 0.01
2030-08-28 14:00 | 0.02
2030-08-28 15:00 | 0.04
2030-08-28 16:00 | 0.05
2030-08-28 17:00 | 0.04
2030-08-28 18:00 | 0.03
2030-08-28 19:00 | 0.04
2030-08-28 20:00 | 0.04
2030-08-28 21:00 | 0.06
2030-08-28 22:00 | 0.06
2030-08-28 23:00 | 0.04
2030-08-29 | 0.05
2030-08-29 01:00 | 0.04
2030-08-29 02:00 | 0.04
2030-08-29 03:00 | 0.03
2030-08-29 04:00 | 0.04
2030-08-29 05:00 | 0.04
2030-08-29 06:00 | 0.05
2030-08-29 07:00 | 0.07
2030-08-29 08:00 | 0.04
2030-08-29 09:00 | 0.02
2030-08-29 10:00 | 0.02
2030-08-29 11:00 | 0.02
2030-08-29 12:00 | 0.01
2030-08-29 13:00 | 0.02
2030-08-29 14:00 | 0.03
2030-08-29 15:00 | 0.05
2030-08-29 16:00 | 0.05
2030-08-29 17:00 | 0.04
2030-08-29 18:00 | 0.04
2030-08-29 19:00 | 0.05
2030-08-29 20:00 | 0.05
2030-08-29 21:00 | 0.06
2030-08-29 22:00 | 0.06
2030-08-29 23:00 | 0.04
2030-08-30 | 0.05
2030-08-30 01:00 | 0.06
2030-08-30 02:00 | 0.05
2030-08-30 03:00 | 0.06
2030-08-30 04:00 | 0.06
2030-08-30 05:00 | 0.07
2030-08-30 06:00 | 0.08
2030-08-30 07:00 | 0.08
2030-08-30 08:00 | 0.05
2030-08-30 09:00 | 0.02
2030-08-30 10:00 | 0.01
2030-08-30 11:00 | 0
2030-08-30 12:00 | -0.01
2030-08-30 13:00 | 0
2030-08-30 14:00 | 0.01
2030-08-30 15:00 | 0.02
2030-08-30 16:00 | 0.03
2030-08-30 17:00 | 0.03
2030-08-30 18:00 | 0.02
2030-08-30 19:00 | 0.03
2030-08-30 20:00 | 0.04
2030-08-30 21:00 | 0.06
2030-08-30 22:00 | 0.06
2030-08-30 23:00 | 0.06
2030-08-31 | 0.08
2030-08-31 01:00 | 0.08
2030-08-31 02:00 | 0.08
2030-08-31 03:00 | 0.08
2030-08-31 04:00 | 0.09
2030-08-31 05:00 | 0.1
2030-08-31 06:00 | 0.1
2030-08-31 07:00 | 0.1
2030-08-31 08:00 | 0.08
2030-08-31 09:00 | 0.05
2030-08-31 10:00 | 0.04
2030-08-31 11:00 | 0.04
2030-08-31 12:00 | 0.03
2030-08-31 13:00 | 0.04
2030-08-31 14:00 | 0.04
2030-08-31 15:00 | 0.05
2030-08-31 16:00 | 0.05
2030-08-31 17:00 | 0.04
2030-08-31 18:00 | 0.04
2030-08-31 19:00 | 0.04
2030-08-31 20:00 | 0.05
2030-08-31 21:00 | 0.06
2030-08-31 22:00 | 0.06
2030-08-31 23:00 | 0.06
2030-09-01 | 0.06
2030-09-01 01:00 | 0.07
2030-09-01 02:00 | 0.07
2030-09-01 03:00 | 0.08
2030-09-01 04:00 | 0.09
2030-09-01 05:00 | 0.1
2030-09-01 06:00 | 0.11
2030-09-01 07:00 | 0.11
2030-09-01 08:00 | 0.07
2030-09-01 09:00 | 0.03
2030-09-01 10:00 | 0.01
2030-09-01 11:00 | 0
2030-09-01 12:00 | 0.01
2030-09-01 13:00 | 0.02
2030-09-01 14:00 | 0.03
2030-09-01 15:00 | 0.03
2030-09-01 16:00 | 0.03
2030-09-01 17:00 | 0.02
2030-09-01 18:00 | 0.01
2030-09-01 19:00 | 0.02
2030-09-01 20:00 | 0.03
2030-09-01 21:00 | 0.04
2030-09-01 22:00 | 0.04
2030-09-01 23:00 | 0.03
2030-09-02 | 0.05
2030-09-02 01:00 | 0.05
2030-09-02 02:00 | 0.06
2030-09-02 03:00 | 0.06
2030-09-02 04:00 | 0.06
2030-09-02 05:00 | 0.08
2030-09-02 06:00 | 0.09
2030-09-02 07:00 | 0.07
2030-09-02 08:00 | 0.05
2030-09-02 09:00 | 0.03
2030-09-02 10:00 | 0.03
2030-09-02 11:00 | 0.02
2030-09-02 12:00 | 0.03
2030-09-02 13:00 | 0.03
2030-09-02 14:00 | 0.04
2030-09-02 15:00 | 0.05
2030-09-02 16:00 | 0.05
2030-09-02 17:00 | 0.04
2030-09-02 18:00 | 0.03
2030-09-02 19:00 | 0.03
2030-09-02 20:00 | 0.04
2030-09-02 21:00 | 0.06
2030-09-02 22:00 | 0.07
2030-09-02 23:00 | 0.08
2030-09-03 | 0.06
2030-09-03 01:00 | 0.07
2030-09-03 02:00 | 0.07
2030-09-03 03:00 | 0.07
2030-09-03 04:00 | 0.07
2030-09-03 05:00 | 0.08
2030-09-03 06:00 | 0.09
2030-09-03 07:00 | 0.08
2030-09-03 08:00 | 0.04
2030-09-03 09:00 | 0.01
2030-09-03 10:00 | -0.01
2030-09-03 11:00 | -0.01
2030-09-03 12:00 | -0.01
2030-09-03 13:00 | -0.01
2030-09-03 14:00 | 0
2030-09-03 15:00 | 0.01
2030-09-03 16:00 | 0.02
2030-09-03 17:00 | 0.01
2030-09-03 18:00 | 0.01
2030-09-03 19:00 | 0.02
2030-09-03 20:00 | 0.03
2030-09-03 21:00 | 0.04
2030-09-03 22:00 | 0.06
2030-09-03 23:00 | 0.04
2030-09-04 | 0.1
2030-09-04 01:00 | 0.1
2030-09-04 02:00 | 0.09
2030-09-04 03:00 | 0.1
2030-09-04 04:00 | 0.11
2030-09-04 05:00 | 0.12
2030-09-04 06:00 | 0.12
2030-09-04 07:00 | 0.11
2030-09-04 08:00 | 0.07
2030-09-04 09:00 | 0.04
2030-09-04 10:00 | 0.03
2030-09-04 11:00 | 0.02
2030-09-04 12:00 | 0.02
2030-09-04 13:00 | 0.02
2030-09-04 14:00 | 0.03
2030-09-04 15:00 | 0.05
2030-09-04 16:00 | 0.07
2030-09-04 17:00 | 0.06
2030-09-04 18:00 | 0.05
2030-09-04 19:00 | 0.06
2030-09-04 20:00 | 0.06
2030-09-04 21:00 | 0.08
2030-09-04 22:00 | 0.09
2030-09-04 23:00 | 0.07
2030-09-05 | 0.07
2030-09-05 01:00 | 0.07
2030-09-05 02:00 | 0.07
2030-09-05 03:00 | 0.07
2030-09-05 04:00 | 0.08
2030-09-05 05:00 | 0.09
2030-09-05 06:00 | 0.1
2030-09-05 07:00 | 0.09
2030-09-05 08:00 | 0.06
2030-09-05 09:00 | 0.03
2030-09-05 10:00 | 0.03
2030-09-05 11:00 | 0.03
2030-09-05 12:00 | 0.02
2030-09-05 13:00 | 0.03
2030-09-05 14:00 | 0.04
2030-09-05 15:00 | 0.06
2030-09-05 16:00 | 0.06
2030-09-05 17:00 | 0.05
2030-09-05 18:00 | 0.04
2030-09-05 19:00 | 0.05
2030-09-05 20:00 | 0.06
2030-09-05 21:00 | 0.07
2030-09-05 22:00 | 0.07
2030-09-05 23:00 | 0.06
2030-09-06 | 0.07
2030-09-06 01:00 | 0.07
2030-09-06 02:00 | 0.07
2030-09-06 03:00 | 0.08
2030-09-06 04:00 | 0.08
2030-09-06 05:00 | 0.09
2030-09-06 06:00 | 0.11
2030-09-06 07:00 | 0.1
2030-09-06 08:00 | 0.06
2030-09-06 09:00 | 0.03
2030-09-06 10:00 | 0.01
2030-09-06 11:00 | 0
2030-09-06 12:00 | 0
2030-09-06 13:00 | 0
2030-09-06 14:00 | 0.01
2030-09-06 15:00 | 0.03
2030-09-06 16:00 | 0.03
2030-09-06 17:00 | 0.03
2030-09-06 18:00 | 0.02
2030-09-06 19:00 | 0.03
2030-09-06 20:00 | 0.04
2030-09-06 21:00 | 0.06
2030-09-06 22:00 | 0.07
2030-09-06 23:00 | 0.07
2030-09-07 | 0.07
2030-09-07 01:00 | 0.07
2030-09-07 02:00 | 0.07
2030-09-07 03:00 | 0.07
2030-09-07 04:00 | 0.07
2030-09-07 05:00 | 0.08
2030-09-07 06:00 | 0.09
2030-09-07 07:00 | 0.1
2030-09-07 08:00 | 0.07
2030-09-07 09:00 | 0.05
2030-09-07 10:00 | 0.04
2030-09-07 11:00 | 0.03
2030-09-07 12:00 | 0.03
2030-09-07 13:00 | 0.03
2030-09-07 14:00 | 0.03
2030-09-07 15:00 | 0.04
2030-09-07 16:00 | 0.05
2030-09-07 17:00 | 0.04
2030-09-07 18:00 | 0.03
2030-09-07 19:00 | 0.04
2030-09-07 20:00 | 0.05
2030-09-07 21:00 | 0.05
2030-09-07 22:00 | 0.06
2030-09-07 23:00 | 0.06
2030-09-08 | 0.05
2030-09-08 01:00 | 0.06
2030-09-08 02:00 | 0.06
2030-09-08 03:00 | 0.06
2030-09-08 04:00 | 0.07
2030-09-08 05:00 | 0.08
2030-09-08 06:00 | 0.1
2030-09-08 07:00 | 0.1
2030-09-08 08:00 | 0.07
2030-09-08 09:00 | 0.03
2030-09-08 10:00 | 0
2030-09-08 11:00 | 0
2030-09-08 12:00 | 0
2030-09-08 13:00 | 0.01
2030-09-08 14:00 | 0.02
2030-09-08 15:00 | 0.03
2030-09-08 16:00 | 0.02
2030-09-08 17:00 | 0.01
2030-09-08 18:00 | 0.01
2030-09-08 19:00 | 0.02
2030-09-08 20:00 | 0.02
2030-09-08 21:00 | 0.03
2030-09-08 22:00 | 0.03
2030-09-08 23:00 | 0.02
2030-09-09 | 0.04
2030-09-09 01:00 | 0.05
2030-09-09 02:00 | 0.05
2030-09-09 03:00 | 0.05
2030-09-09 04:00 | 0.05
2030-09-09 05:00 | 0.07
2030-09-09 06:00 | 0.08
2030-09-09 07:00 | 0.07
2030-09-09 08:00 | 0.04
2030-09-09 09:00 | 0.01
2030-09-09 10:00 | 0
2030-09-09 11:00 | -0.01
2030-09-09 12:00 | -0.01
2030-09-09 13:00 | 0
2030-09-09 14:00 | 0
2030-09-09 15:00 | 0.01
2030-09-09 16:00 | 0.02
2030-09-09 17:00 | 0.01
2030-09-09 18:00 | 0
2030-09-09 19:00 | 0.01
2030-09-09 20:00 | 0.01
2030-09-09 21:00 | 0.03
2030-09-09 22:00 | 0.04
2030-09-09 23:00 | 0.04
2030-09-10 | 0.06
2030-09-10 01:00 | 0.06
2030-09-10 02:00 | 0.06
2030-09-10 03:00 | 0.06
2030-09-10 04:00 | 0.05
2030-09-10 05:00 | 0.06
2030-09-10 06:00 | 0.08
2030-09-10 07:00 | 0.07
2030-09-10 08:00 | 0.04
2030-09-10 09:00 | 0
2030-09-10 10:00 | -0.01
2030-09-10 11:00 | -0.02
2030-09-10 12:00 | -0.02
2030-09-10 13:00 | -0.01
2030-09-10 14:00 | 0
2030-09-10 15:00 | 0.01
2030-09-10 16:00 | 0.01
2030-09-10 17:00 | 0.01
2030-09-10 18:00 | 0.01
2030-09-10 19:00 | 0.02
2030-09-10 20:00 | 0.02
2030-09-10 21:00 | 0.04
2030-09-10 22:00 | 0.05
2030-09-10 23:00 | 0.04
2030-09-11 | 0.06
2030-09-11 01:00 | 0.06
2030-09-11 02:00 | 0.05
2030-09-11 03:00 | 0.05
2030-09-11 04:00 | 0.05
2030-09-11 05:00 | 0.06
2030-09-11 06:00 | 0.08
2030-09-11 07:00 | 0.07
2030-09-11 08:00 | 0.04
2030-09-11 09:00 | 0.02
2030-09-11 10:00 | 0.01
2030-09-11 11:00 | 0.01
2030-09-11 12:00 | 0.01
2030-09-11 13:00 | 0.01
2030-09-11 14:00 | 0.02
2030-09-11 15:00 | 0.04
2030-09-11 16:00 | 0.05
2030-09-11 17:00 | 0.04
2030-09-11 18:00 | 0.03
2030-09-11 19:00 | 0.04
2030-09-11 20:00 | 0.04
2030-09-11 21:00 | 0.06
2030-09-11 22:00 | 0.06
2030-09-11 23:00 | 0.04
2030-09-12 | 0.06
2030-09-12 01:00 | 0.05
2030-09-12 02:00 | 0.05
2030-09-12 03:00 | 0.05
2030-09-12 04:00 | 0.05
2030-09-12 05:00 | 0.06
2030-09-12 06:00 | 0.08
2030-09-12 07:00 | 0.08
2030-09-12 08:00 | 0.05
2030-09-12 09:00 | 0.03
2030-09-12 10:00 | 0.02
2030-09-12 11:00 | 0.02
2030-09-12 12:00 | 0.02
2030-09-12 13:00 | 0.02
2030-09-12 14:00 | 0.03
2030-09-12 15:00 | 0.05
2030-09-12 16:00 | 0.05
2030-09-12 17:00 | 0.04
2030-09-12 18:00 | 0.04
2030-09-12 19:00 | 0.05
2030-09-12 20:00 | 0.05
2030-09-12 21:00 | 0.07
2030-09-12 22:00 | 0.07
2030-09-12 23:00 | 0.05
2030-09-13 | 0.07
2030-09-13 01:00 | 0.07
2030-09-13 02:00 | 0.07
2030-09-13 03:00 | 0.07
2030-09-13 04:00 | 0.08
2030-09-13 05:00 | 0.09
2030-09-13 06:00 | 0.1
2030-09-13 07:00 | 0.09
2030-09-13 08:00 | 0.06
2030-09-13 09:00 | 0.03
2030-09-13 10:00 | 0.01
2030-09-13 11:00 | 0
2030-09-13 12:00 | 0
2030-09-13 13:00 | 0
2030-09-13 14:00 | 0.01
2030-09-13 15:00 | 0.03
2030-09-13 16:00 | 0.03
2030-09-13 17:00 | 0.03
2030-09-13 18:00 | 0.02
2030-09-13 19:00 | 0.03
2030-09-13 20:00 | 0.04
2030-09-13 21:00 | 0.06
2030-09-13 22:00 | 0.07
2030-09-13 23:00 | 0.07
2030-09-14 | 0.08
2030-09-14 01:00 | 0.08
2030-09-14 02:00 | 0.08
2030-09-14 03:00 | 0.09
2030-09-14 04:00 | 0.09
2030-09-14 05:00 | 0.1
2030-09-14 06:00 | 0.11
2030-09-14 07:00 | 0.11
2030-09-14 08:00 | 0.08
2030-09-14 09:00 | 0.05
2030-09-14 10:00 | 0.04
2030-09-14 11:00 | 0.04
2030-09-14 12:00 | 0.03
2030-09-14 13:00 | 0.03
2030-09-14 14:00 | 0.04
2030-09-14 15:00 | 0.05
2030-09-14 16:00 | 0.05
2030-09-14 17:00 | 0.04
2030-09-14 18:00 | 0.04
2030-09-14 19:00 | 0.04
2030-09-14 20:00 | 0.05
2030-09-14 21:00 | 0.06
2030-09-14 22:00 | 0.06
2030-09-14 23:00 | 0.07
2030-09-15 | 0.06
2030-09-15 01:00 | 0.07
2030-09-15 02:00 | 0.07
2030-09-15 03:00 | 0.08
2030-09-15 04:00 | 0.09
2030-09-15 05:00 | 0.1
2030-09-15 06:00 | 0.11
2030-09-15 07:00 | 0.11
2030-09-15 08:00 | 0.07
2030-09-15 09:00 | 0.03
2030-09-15 10:00 | 0.01
2030-09-15 11:00 | 0
2030-09-15 12:00 | 0.01
2030-09-15 13:00 | 0.02
2030-09-15 14:00 | 0.03
2030-09-15 15:00 | 0.03
2030-09-15 16:00 | 0.03
2030-09-15 17:00 | 0.02
2030-09-15 18:00 | 0.01
2030-09-15 19:00 | 0.02
2030-09-15 20:00 | 0.03
2030-09-15 21:00 | 0.04
2030-09-15 22:00 | 0.04
2030-09-15 23:00 | 0.03
2030-09-16 | 0.05
2030-09-16 01:00 | 0.07
2030-09-16 02:00 | 0.07
2030-09-16 03:00 | 0.07
2030-09-16 04:00 | 0.08
2030-09-16 05:00 | 0.09
2030-09-16 06:00 | 0.1
2030-09-16 07:00 | 0.08
2030-09-16 08:00 | 0.05
2030-09-16 09:00 | 0.02
2030-09-16 10:00 | 0.01
2030-09-16 11:00 | 0
2030-09-16 12:00 | 0
2030-09-16 13:00 | 0.01
2030-09-16 14:00 | 0.01
2030-09-16 15:00 | 0.02
2030-09-16 16:00 | 0.02
2030-09-16 17:00 | 0.01
2030-09-16 18:00 | 0
2030-09-16 19:00 | 0.01
2030-09-16 20:00 | 0.02
2030-09-16 21:00 | 0.03
2030-09-16 22:00 | 0.05
2030-09-16 23:00 | 0.05
2030-09-17 | 0.09
2030-09-17 01:00 | 0.1
2030-09-17 02:00 | 0.1
2030-09-17 03:00 | 0.1
2030-09-17 04:00 | 0.11
2030-09-17 05:00 | 0.12
2030-09-17 06:00 | 0.12
2030-09-17 07:00 | 0.11
2030-09-17 08:00 | 0.06
2030-09-17 09:00 | 0.02
2030-09-17 10:00 | 0.01
2030-09-17 11:00 | 0
2030-09-17 12:00 | -0.01
2030-09-17 13:00 | 0
2030-09-17 14:00 | 0.01
2030-09-17 15:00 | 0.02
2030-09-17 16:00 | 0.03
2030-09-17 17:00 | 0.02
2030-09-17 18:00 | 0.02
2030-09-17 19:00 | 0.03
2030-09-17 20:00 | 0.04
2030-09-17 21:00 | 0.06
2030-09-17 22:00 | 0.07
2030-09-17 23:00 | 0.06
2030-09-18 | 0.13
2030-09-18 01:00 | 0.13
2030-09-18 02:00 | 0.13
2030-09-18 03:00 | 0.14
2030-09-18 04:00 | 0.14
2030-09-18 05:00 | 0.16
2030-09-18 06:00 | 0.16
2030-09-18 07:00 | 0.15
2030-09-18 08:00 | 0.1
2030-09-18 09:00 | 0.06
2030-09-18 10:00 | 0.04
2030-09-18 11:00 | 0.03
2030-09-18 12:00 | 0.03
2030-09-18 13:00 | 0.03
2030-09-18 14:00 | 0.04
2030-09-18 15:00 | 0.06
2030-09-18 16:00 | 0.08
2030-09-18 17:00 | 0.07
2030-09-18 18:00 | 0.06
2030-09-18 19:00 | 0.08
2030-09-18 20:00 | 0.08
2030-09-18 21:00 | 0.1
2030-09-18 22:00 | 0.11
2030-09-18 23:00 | 0.09
2030-09-19 | 0.11
2030-09-19 01:00 | 0.11
2030-09-19 02:00 | 0.11
2030-09-19 03:00 | 0.12
2030-09-19 04:00 | 0.13
2030-09-19 05:00 | 0.14
2030-09-19 06:00 | 0.15
2030-09-19 07:00 | 0.14
2030-09-19 08:00 | 0.1
2030-09-19 09:00 | 0.06
2030-09-19 10:00 | 0.05
2030-09-19 11:00 | 0.04
2030-09-19 12:00 | 0.03
2030-09-19 13:00 | 0.04
2030-09-19 14:00 | 0.05
2030-09-19 15:00 | 0.07
2030-09-19 16:00 | 0.07
2030-09-19 17:00 | 0.07
2030-09-19 18:00 | 0.07
2030-09-19 19:00 | 0.08
2030-09-19 20:00 | 0.09
2030-09-19 21:00 | 0.1
2030-09-19 22:00 | 0.11
2030-09-19 23:00 | 0.09
2030-09-20 | 0.07
2030-09-20 01:00 | 0.08
2030-09-20 02:00 | 0.08
2030-09-20 03:00 | 0.08
2030-09-20 04:00 | 0.09
2030-09-20 05:00 | 0.1
2030-09-20 06:00 | 0.11
2030-09-20 07:00 | 0.1
2030-09-20 08:00 | 0.06
2030-09-20 09:00 | 0.03
2030-09-20 10:00 | 0.02
2030-09-20 11:00 | 0
2030-09-20 12:00 | 0
2030-09-20 13:00 | 0.01
2030-09-20 14:00 | 0.01
2030-09-20 15:00 | 0.03
2030-09-20 16:00 | 0.04
2030-09-20 17:00 | 0.03
2030-09-20 18:00 | 0.02
2030-09-20 19:00 | 0.03
2030-09-20 20:00 | 0.05
2030-09-20 21:00 | 0.07
2030-09-20 22:00 | 0.07
2030-09-20 23:00 | 0.08
2030-09-21 | 0.08
2030-09-21 01:00 | 0.08
2030-09-21 02:00 | 0.08
2030-09-21 03:00 | 0.09
2030-09-21 04:00 | 0.09
2030-09-21 05:00 | 0.1
2030-09-21 06:00 | 0.11
2030-09-21 07:00 | 0.11
2030-09-21 08:00 | 0.08
2030-09-21 09:00 | 0.05
2030-09-21 10:00 | 0.04
2030-09-21 11:00 | 0.04
2030-09-21 12:00 | 0.03
2030-09-21 13:00 | 0.03
2030-09-21 14:00 | 0.04
2030-09-21 15:00 | 0.05
2030-09-21 16:00 | 0.05
2030-09-21 17:00 | 0.04
2030-09-21 18:00 | 0.04
2030-09-21 19:00 | 0.04
2030-09-21 20:00 | 0.05
2030-09-21 21:00 | 0.06
2030-09-21 22:00 | 0.06
2030-09-21 23:00 | 0.07
2030-09-22 | 0.06
2030-09-22 01:00 | 0.07
2030-09-22 02:00 | 0.07
2030-09-22 03:00 | 0.08
2030-09-22 04:00 | 0.09
2030-09-22 05:00 | 0.1
2030-09-22 06:00 | 0.11
2030-09-22 07:00 | 0.11
2030-09-22 08:00 | 0.07
2030-09-22 09:00 | 0.03
2030-09-22 10:00 | 0.01
2030-09-22 11:00 | 0
2030-09-22 12:00 | 0.01
2030-09-22 13:00 | 0.02
2030-09-22 14:00 | 0.03
2030-09-22 15:00 | 0.03
2030-09-22 16:00 | 0.03
2030-09-22 17:00 | 0.02
2030-09-22 18:00 | 0.01
2030-09-22 19:00 | 0.02
2030-09-22 20:00 | 0.03
2030-09-22 21:00 | 0.04
2030-09-22 22:00 | 0.04
2030-09-22 23:00 | 0.03
2030-09-23 | 0.05
2030-09-23 01:00 | 0.07
2030-09-23 02:00 | 0.07
2030-09-23 03:00 | 0.07
2030-09-23 04:00 | 0.08
2030-09-23 05:00 | 0.09
2030-09-23 06:00 | 0.1
2030-09-23 07:00 | 0.08
2030-09-23 08:00 | 0.05
2030-09-23 09:00 | 0.02
2030-09-23 10:00 | 0.01
2030-09-23 11:00 | 0
2030-09-23 12:00 | 0
2030-09-23 13:00 | 0.01
2030-09-23 14:00 | 0.01
2030-09-23 15:00 | 0.02
2030-09-23 16:00 | 0.02
2030-09-23 17:00 | 0.01
2030-09-23 18:00 | 0
2030-09-23 19:00 | 0.01
2030-09-23 20:00 | 0.02
2030-09-23 21:00 | 0.03
2030-09-23 22:00 | 0.05
2030-09-23 23:00 | 0.05
2030-09-24 | 0.07
2030-09-24 01:00 | 0.08
2030-09-24 02:00 | 0.08
2030-09-24 03:00 | 0.08
2030-09-24 04:00 | 0.08
2030-09-24 05:00 | 0.09
2030-09-24 06:00 | 0.1
2030-09-24 07:00 | 0.08
2030-09-24 08:00 | 0.04
2030-09-24 09:00 | 0.01
2030-09-24 10:00 | 0
2030-09-24 11:00 | -0.01
2030-09-24 12:00 | -0.01
2030-09-24 13:00 | 0
2030-09-24 14:00 | 0.01
2030-09-24 15:00 | 0.02
2030-09-24 16:00 | 0.02
2030-09-24 17:00 | 0.01
2030-09-24 18:00 | 0.01
2030-09-24 19:00 | 0.02
2030-09-24 20:00 | 0.03
2030-09-24 21:00 | 0.05
2030-09-24 22:00 | 0.06
2030-09-24 23:00 | 0.05
2030-09-25 | 0.15
2030-09-25 01:00 | 0.15
2030-09-25 02:00 | 0.15
2030-09-25 03:00 | 0.16
2030-09-25 04:00 | 0.17
2030-09-25 05:00 | 0.18
2030-09-25 06:00 | 0.19
2030-09-25 07:00 | 0.17
2030-09-25 08:00 | 0.12
2030-09-25 09:00 | 0.08
2030-09-25 10:00 | 0.05
2030-09-25 11:00 | 0.04
2030-09-25 12:00 | 0.03
2030-09-25 13:00 | 0.03
2030-09-25 14:00 | 0.05
2030-09-25 15:00 | 0.06
2030-09-25 16:00 | 0.08
2030-09-25 17:00 | 0.08
2030-09-25 18:00 | 0.08
2030-09-25 19:00 | 0.09
2030-09-25 20:00 | 0.1
2030-09-25 21:00 | 0.11
2030-09-25 22:00 | 0.12
2030-09-25 23:00 | 0.1
2030-09-26 | 0.22
2030-09-26 01:00 | 0.23
2030-09-26 02:00 | 0.23
2030-09-26 03:00 | 0.23
2030-09-26 04:00 | 0.24
2030-09-26 05:00 | 0.25
2030-09-26 06:00 | 0.26
2030-09-26 07:00 | 0.24
2030-09-26 08:00 | 0.18
2030-09-26 09:00 | 0.13
2030-09-26 10:00 | 0.1
2030-09-26 11:00 | 0.09
2030-09-26 12:00 | 0.08
2030-09-26 13:00 | 0.08
2030-09-26 14:00 | 0.09
2030-09-26 15:00 | 0.11
2030-09-26 16:00 | 0.12
2030-09-26 17:00 | 0.12
2030-09-26 18:00 | 0.12
2030-09-26 19:00 | 0.14
2030-09-26 20:00 | 0.16
2030-09-26 21:00 | 0.17
2030-09-26 22:00 | 0.18
2030-09-26 23:00 | 0.16
2030-09-27 | 0.16
2030-09-27 01:00 | 0.16
2030-09-27 02:00 | 0.17
2030-09-27 03:00 | 0.18
2030-09-27 04:00 | 0.19
2030-09-27 05:00 | 0.21
2030-09-27 06:00 | 0.21
2030-09-27 07:00 | 0.2
2030-09-27 08:00 | 0.14
2030-09-27 09:00 | 0.09
2030-09-27 10:00 | 0.05
2030-09-27 11:00 | 0.03
2030-09-27 12:00 | 0.02
2030-09-27 13:00 | 0.02
2030-09-27 14:00 | 0.03
2030-09-27 15:00 | 0.05
2030-09-27 16:00 | 0.07
2030-09-27 17:00 | 0.07
2030-09-27 18:00 | 0.07
2030-09-27 19:00 | 0.08
2030-09-27 20:00 | 0.1
2030-09-27 21:00 | 0.12
2030-09-27 22:00 | 0.13
2030-09-27 23:00 | 0.13
2030-09-28 | 0.08
2030-09-28 01:00 | 0.08
2030-09-28 02:00 | 0.08
2030-09-28 03:00 | 0.09
2030-09-28 04:00 | 0.09
2030-09-28 05:00 | 0.1
2030-09-28 06:00 | 0.11
2030-09-28 07:00 | 0.11
2030-09-28 08:00 | 0.08
2030-09-28 09:00 | 0.05
2030-09-28 10:00 | 0.04
2030-09-28 11:00 | 0.04
2030-09-28 12:00 | 0.03
2030-09-28 13:00 | 0.03
2030-09-28 14:00 | 0.04
2030-09-28 15:00 | 0.05
2030-09-28 16:00 | 0.05
2030-09-28 17:00 | 0.04
2030-09-28 18:00 | 0.04
2030-09-28 19:00 | 0.04
2030-09-28 20:00 | 0.05
2030-09-28 21:00 | 0.06
2030-09-28 22:00 | 0.06
2030-09-28 23:00 | 0.07
2030-09-29 | 0.11
2030-09-29 01:00 | 0.11
2030-09-29 02:00 | 0.11
2030-09-29 03:00 | 0.13
2030-09-29 04:00 | 0.14
2030-09-29 05:00 | 0.15
2030-09-29 06:00 | 0.16
2030-09-29 07:00 | 0.16
2030-09-29 08:00 | 0.11
2030-09-29 09:00 | 0.06
2030-09-29 10:00 | 0.03
2030-09-29 11:00 | 0.02
2030-09-29 12:00 | 0.02
2030-09-29 13:00 | 0.03
2030-09-29 14:00 | 0.03
2030-09-29 15:00 | 0.04
2030-09-29 16:00 | 0.04
2030-09-29 17:00 | 0.04
2030-09-29 18:00 | 0.04
2030-09-29 19:00 | 0.05
2030-09-29 20:00 | 0.06
2030-09-29 21:00 | 0.06
2030-09-29 22:00 | 0.07
2030-09-29 23:00 | 0.05
2030-09-30 | 0.09
2030-09-30 01:00 | 0.1
2030-09-30 02:00 | 0.1
2030-09-30 03:00 | 0.11
2030-09-30 04:00 | 0.12
2030-09-30 05:00 | 0.13
2030-09-30 06:00 | 0.13
2030-09-30 07:00 | 0.12
2030-09-30 08:00 | 0.08
2030-09-30 09:00 | 0.04
2030-09-30 10:00 | 0.02
2030-09-30 11:00 | 0.01
2030-09-30 12:00 | 0.01
2030-09-30 13:00 | 0.01
2030-09-30 14:00 | 0.02
2030-09-30 15:00 | 0.03
2030-09-30 16:00 | 0.03
2030-09-30 17:00 | 0.03
2030-09-30 18:00 | 0.02
2030-09-30 19:00 | 0.03
2030-09-30 20:00 | 0.04
2030-09-30 21:00 | 0.06
2030-09-30 22:00 | 0.07
2030-09-30 23:00 | 0.07
2030-10-01 | 0.15
2030-10-01 01:00 | 0.16
2030-10-01 02:00 | 0.16
2030-10-01 03:00 | 0.17
2030-10-01 04:00 | 0.17
2030-10-01 05:00 | 0.19
2030-10-01 06:00 | 0.2
2030-10-01 07:00 | 0.2
2030-10-01 08:00 | 0.14
2030-10-01 09:00 | 0.08
2030-10-01 10:00 | 0.04
2030-10-01 11:00 | 0.02
2030-10-01 12:00 | 0.01
2030-10-01 13:00 | 0.02
2030-10-01 14:00 | 0.02
2030-10-01 15:00 | 0.04
2030-10-01 16:00 | 0.05
2030-10-01 17:00 | 0.05
2030-10-01 18:00 | 0.07
2030-10-01 19:00 | 0.09
2030-10-01 20:00 | 0.11
2030-10-01 21:00 | 0.13
2030-10-01 22:00 | 0.15
2030-10-01 23:00 | 0.13
2030-10-02 | 0.23
2030-10-02 01:00 | 0.24
2030-10-02 02:00 | 0.23
2030-10-02 03:00 | 0.24
2030-10-02 04:00 | 0.24
2030-10-02 05:00 | 0.25
2030-10-02 06:00 | 0.27
2030-10-02 07:00 | 0.25
2030-10-02 08:00 | 0.2
2030-10-02 09:00 | 0.15
2030-10-02 10:00 | 0.11
2030-10-02 11:00 | 0.09
2030-10-02 12:00 | 0.08
2030-10-02 13:00 | 0.08
2030-10-02 14:00 | 0.09
2030-10-02 15:00 | 0.1
2030-10-02 16:00 | 0.12
2030-10-02 17:00 | 0.12
2030-10-02 18:00 | 0.13
2030-10-02 19:00 | 0.15
2030-10-02 20:00 | 0.17
2030-10-02 21:00 | 0.2
2030-10-02 22:00 | 0.21
2030-10-02 23:00 | 0.19
2030-10-03 | 0.14
2030-10-03 01:00 | 0.14
2030-10-03 02:00 | 0.14
2030-10-03 03:00 | 0.15
2030-10-03 04:00 | 0.16
2030-10-03 05:00 | 0.17
2030-10-03 06:00 | 0.19
2030-10-03 07:00 | 0.2
2030-10-03 08:00 | 0.15
2030-10-03 09:00 | 0.09
2030-10-03 10:00 | 0.07
2030-10-03 11:00 | 0.05
2030-10-03 12:00 | 0.04
2030-10-03 13:00 | 0.05
2030-10-03 14:00 | 0.06
2030-10-03 15:00 | 0.08
2030-10-03 16:00 | 0.08
2030-10-03 17:00 | 0.09
2030-10-03 18:00 | 0.1
2030-10-03 19:00 | 0.12
2030-10-03 20:00 | 0.13
2030-10-03 21:00 | 0.15
2030-10-03 22:00 | 0.16
2030-10-03 23:00 | 0.14
2030-10-04 | 0.16
2030-10-04 01:00 | 0.17
2030-10-04 02:00 | 0.17
2030-10-04 03:00 | 0.18
2030-10-04 04:00 | 0.19
2030-10-04 05:00 | 0.21
2030-10-04 06:00 | 0.22
2030-10-04 07:00 | 0.23
2030-10-04 08:00 | 0.17
2030-10-04 09:00 | 0.1
2030-10-04 10:00 | 0.06
2030-10-04 11:00 | 0.03
2030-10-04 12:00 | 0.02
2030-10-04 13:00 | 0.03
2030-10-04 14:00 | 0.03
2030-10-04 15:00 | 0.05
2030-10-04 16:00 | 0.07
2030-10-04 17:00 | 0.08
2030-10-04 18:00 | 0.08
2030-10-04 19:00 | 0.1
2030-10-04 20:00 | 0.13
2030-10-04 21:00 | 0.15
2030-10-04 22:00 | 0.16
2030-10-04 23:00 | 0.17
2030-10-05 | 0.3
2030-10-05 01:00 | 0.31
2030-10-05 02:00 | 0.31
2030-10-05 03:00 | 0.31
2030-10-05 04:00 | 0.31
2030-10-05 05:00 | 0.32
2030-10-05 06:00 | 0.33
2030-10-05 07:00 | 0.33
2030-10-05 08:00 | 0.29
2030-10-05 09:00 | 0.23
2030-10-05 10:00 | 0.19
2030-10-05 11:00 | 0.16
2030-10-05 12:00 | 0.15
2030-10-05 13:00 | 0.14
2030-10-05 14:00 | 0.14
2030-10-05 15:00 | 0.15
2030-10-05 16:00 | 0.16
2030-10-05 17:00 | 0.16
2030-10-05 18:00 | 0.18
2030-10-05 19:00 | 0.19
2030-10-05 20:00 | 0.22
2030-10-05 21:00 | 0.24
2030-10-05 22:00 | 0.25
2030-10-05 23:00 | 0.25
2030-10-06 | 0.29
2030-10-06 01:00 | 0.3
2030-10-06 02:00 | 0.3
2030-10-06 03:00 | 0.3
2030-10-06 04:00 | 0.31
2030-10-06 05:00 | 0.32
2030-10-06 06:00 | 0.33
2030-10-06 07:00 | 0.32
2030-10-06 08:00 | 0.27
2030-10-06 09:00 | 0.2
2030-10-06 10:00 | 0.14
2030-10-06 11:00 | 0.12
2030-10-06 12:00 | 0.11
2030-10-06 13:00 | 0.11
2030-10-06 14:00 | 0.12
2030-10-06 15:00 | 0.12
2030-10-06 16:00 | 0.12
2030-10-06 17:00 | 0.12
2030-10-06 18:00 | 0.14
2030-10-06 19:00 | 0.17
2030-10-06 20:00 | 0.19
2030-10-06 21:00 | 0.21
2030-10-06 22:00 | 0.22
2030-10-06 23:00 | 0.21
2030-10-07 | 0.11
2030-10-07 01:00 | 0.12
2030-10-07 02:00 | 0.12
2030-10-07 03:00 | 0.13
2030-10-07 04:00 | 0.14
2030-10-07 05:00 | 0.15
2030-10-07 06:00 | 0.17
2030-10-07 07:00 | 0.16
2030-10-07 08:00 | 0.12
2030-10-07 09:00 | 0.07
2030-10-07 10:00 | 0.04
2030-10-07 11:00 | 0.02
2030-10-07 12:00 | 0.01
2030-10-07 13:00 | 0.02
2030-10-07 14:00 | 0.02
2030-10-07 15:00 | 0.03
2030-10-07 16:00 | 0.04
2030-10-07 17:00 | 0.04
2030-10-07 18:00 | 0.05
2030-10-07 19:00 | 0.06
2030-10-07 20:00 | 0.08
2030-10-07 21:00 | 0.1
2030-10-07 22:00 | 0.12
2030-10-07 23:00 | 0.12
2030-10-08 | 0.11
2030-10-08 01:00 | 0.11
2030-10-08 02:00 | 0.11
2030-10-08 03:00 | 0.12
2030-10-08 04:00 | 0.12
2030-10-08 05:00 | 0.13
2030-10-08 06:00 | 0.15
2030-10-08 07:00 | 0.15
2030-10-08 08:00 | 0.1
2030-10-08 09:00 | 0.05
2030-10-08 10:00 | 0.02
2030-10-08 11:00 | 0
2030-10-08 12:00 | 0
2030-10-08 13:00 | 0.01
2030-10-08 14:00 | 0.01
2030-10-08 15:00 | 0.03
2030-10-08 16:00 | 0.04
2030-10-08 17:00 | 0.03
2030-10-08 18:00 | 0.04
2030-10-08 19:00 | 0.06
2030-10-08 20:00 | 0.08
2030-10-08 21:00 | 0.1
2030-10-08 22:00 | 0.12
2030-10-08 23:00 | 0.1
2030-10-09 | 0.11
2030-10-09 01:00 | 0.11
2030-10-09 02:00 | 0.1
2030-10-09 03:00 | 0.11
2030-10-09 04:00 | 0.12
2030-10-09 05:00 | 0.13
2030-10-09 06:00 | 0.14
2030-10-09 07:00 | 0.14
2030-10-09 08:00 | 0.1
2030-10-09 09:00 | 0.06
2030-10-09 10:00 | 0.04
2030-10-09 11:00 | 0.03
2030-10-09 12:00 | 0.03
2030-10-09 13:00 | 0.03
2030-10-09 14:00 | 0.04
2030-10-09 15:00 | 0.05
2030-10-09 16:00 | 0.07
2030-10-09 17:00 | 0.07
2030-10-09 18:00 | 0.07
2030-10-09 19:00 | 0.08
2030-10-09 20:00 | 0.09
2030-10-09 21:00 | 0.11
2030-10-09 22:00 | 0.12
2030-10-09 23:00 | 0.11
2030-10-10 | 0.17
2030-10-10 01:00 | 0.17
2030-10-10 02:00 | 0.17
2030-10-10 03:00 | 0.18
2030-10-10 04:00 | 0.19
2030-10-10 05:00 | 0.2
2030-10-10 06:00 | 0.22
2030-10-10 07:00 | 0.23
2030-10-10 08:00 | 0.17
2030-10-10 09:00 | 0.11
2030-10-10 10:00 | 0.07
2030-10-10 11:00 | 0.06
2030-10-10 12:00 | 0.05
2030-10-10 13:00 | 0.05
2030-10-10 14:00 | 0.06
2030-10-10 15:00 | 0.08
2030-10-10 16:00 | 0.09
2030-10-10 17:00 | 0.1
2030-10-10 18:00 | 0.11
2030-10-10 19:00 | 0.13
2030-10-10 20:00 | 0.14
2030-10-10 21:00 | 0.16
2030-10-10 22:00 | 0.17
2030-10-10 23:00 | 0.15
2030-10-11 | 0.29
2030-10-11 01:00 | 0.3
2030-10-11 02:00 | 0.3
2030-10-11 03:00 | 0.3
2030-10-11 04:00 | 0.3
2030-10-11 05:00 | 0.32
2030-10-11 06:00 | 0.32
2030-10-11 07:00 | 0.3
2030-10-11 08:00 | 0.25
2030-10-11 09:00 | 0.19
2030-10-11 10:00 | 0.14
2030-10-11 11:00 | 0.11
2030-10-11 12:00 | 0.1
2030-10-11 13:00 | 0.1
2030-10-11 14:00 | 0.1
2030-10-11 15:00 | 0.11
2030-10-11 16:00 | 0.12
2030-10-11 17:00 | 0.13
2030-10-11 18:00 | 0.14
2030-10-11 19:00 | 0.17
2030-10-11 20:00 | 0.2
2030-10-11 21:00 | 0.24
2030-10-11 22:00 | 0.25
2030-10-11 23:00 | 0.26
2030-10-12 | 0.28
2030-10-12 01:00 | 0.29
2030-10-12 02:00 | 0.29
2030-10-12 03:00 | 0.29
2030-10-12 04:00 | 0.29
2030-10-12 05:00 | 0.3
2030-10-12 06:00 | 0.31
2030-10-12 07:00 | 0.3
2030-10-12 08:00 | 0.26
2030-10-12 09:00 | 0.2
2030-10-12 10:00 | 0.16
2030-10-12 11:00 | 0.14
2030-10-12 12:00 | 0.12
2030-10-12 13:00 | 0.12
2030-10-12 14:00 | 0.12
2030-10-12 15:00 | 0.13
2030-10-12 16:00 | 0.13
2030-10-12 17:00 | 0.13
2030-10-12 18:00 | 0.15
2030-10-12 19:00 | 0.17
2030-10-12 20:00 | 0.2
2030-10-12 21:00 | 0.22
2030-10-12 22:00 | 0.23
2030-10-12 23:00 | 0.24
2030-10-13 | 0.24
2030-10-13 01:00 | 0.25
2030-10-13 02:00 | 0.25
2030-10-13 03:00 | 0.25
2030-10-13 04:00 | 0.26
2030-10-13 05:00 | 0.27
2030-10-13 06:00 | 0.29
2030-10-13 07:00 | 0.29
2030-10-13 08:00 | 0.23
2030-10-13 09:00 | 0.16
2030-10-13 10:00 | 0.11
2030-10-13 11:00 | 0.09
2030-10-13 12:00 | 0.08
2030-10-13 13:00 | 0.08
2030-10-13 14:00 | 0.09
2030-10-13 15:00 | 0.1
2030-10-13 16:00 | 0.1
2030-10-13 17:00 | 0.1
2030-10-13 18:00 | 0.12
2030-10-13 19:00 | 0.14
2030-10-13 20:00 | 0.16
2030-10-13 21:00 | 0.18
2030-10-13 22:00 | 0.19
2030-10-13 23:00 | 0.17
2030-10-14 | 0.11
2030-10-14 01:00 | 0.12
2030-10-14 02:00 | 0.13
2030-10-14 03:00 | 0.14
2030-10-14 04:00 | 0.14
2030-10-14 05:00 | 0.16
2030-10-14 06:00 | 0.17
2030-10-14 07:00 | 0.17
2030-10-14 08:00 | 0.13
2030-10-14 09:00 | 0.07
2030-10-14 10:00 | 0.04
2030-10-14 11:00 | 0.02
2030-10-14 12:00 | 0.02
2030-10-14 13:00 | 0.02
2030-10-14 14:00 | 0.02
2030-10-14 15:00 | 0.03
2030-10-14 16:00 | 0.04
2030-10-14 17:00 | 0.04
2030-10-14 18:00 | 0.05
2030-10-14 19:00 | 0.06
2030-10-14 20:00 | 0.08
2030-10-14 21:00 | 0.1
2030-10-14 22:00 | 0.12
2030-10-14 23:00 | 0.12
2030-10-15 | 0.09
2030-10-15 01:00 | 0.09
2030-10-15 02:00 | 0.1
2030-10-15 03:00 | 0.1
2030-10-15 04:00 | 0.1
2030-10-15 05:00 | 0.11
2030-10-15 06:00 | 0.13
2030-10-15 07:00 | 0.13
2030-10-15 08:00 | 0.09
2030-10-15 09:00 | 0.04
2030-10-15 10:00 | 0.01
2030-10-15 11:00 | 0
2030-10-15 12:00 | 0
2030-10-15 13:00 | 0
2030-10-15 14:00 | 0.01
2030-10-15 15:00 | 0.02
2030-10-15 16:00 | 0.03
2030-10-15 17:00 | 0.03
2030-10-15 18:00 | 0.03
2030-10-15 19:00 | 0.05
2030-10-15 20:00 | 0.06
2030-10-15 21:00 | 0.09
2030-10-15 22:00 | 0.1
2030-10-15 23:00 | 0.09
2030-10-16 | 0.1
2030-10-16 01:00 | 0.1
2030-10-16 02:00 | 0.1
2030-10-16 03:00 | 0.11
2030-10-16 04:00 | 0.11
2030-10-16 05:00 | 0.12
2030-10-16 06:00 | 0.14
2030-10-16 07:00 | 0.14
2030-10-16 08:00 | 0.1
2030-10-16 09:00 | 0.06
2030-10-16 10:00 | 0.04
2030-10-16 11:00 | 0.03
2030-10-16 12:00 | 0.03
2030-10-16 13:00 | 0.03
2030-10-16 14:00 | 0.04
2030-10-16 15:00 | 0.05
2030-10-16 16:00 | 0.07
2030-10-16 17:00 | 0.06
2030-10-16 18:00 | 0.06
2030-10-16 19:00 | 0.08
2030-10-16 20:00 | 0.09
2030-10-16 21:00 | 0.11
2030-10-16 22:00 | 0.12
2030-10-16 23:00 | 0.1
2030-10-17 | 0.13
2030-10-17 01:00 | 0.14
2030-10-17 02:00 | 0.14
2030-10-17 03:00 | 0.14
2030-10-17 04:00 | 0.15
2030-10-17 05:00 | 0.17
2030-10-17 06:00 | 0.18
2030-10-17 07:00 | 0.19
2030-10-17 08:00 | 0.14
2030-10-17 09:00 | 0.09
2030-10-17 10:00 | 0.06
2030-10-17 11:00 | 0.05
2030-10-17 12:00 | 0.04
2030-10-17 13:00 | 0.05
2030-10-17 14:00 | 0.06
2030-10-17 15:00 | 0.07
2030-10-17 16:00 | 0.08
2030-10-17 17:00 | 0.08
2030-10-17 18:00 | 0.09
2030-10-17 19:00 | 0.11
2030-10-17 20:00 | 0.12
2030-10-17 21:00 | 0.14
2030-10-17 22:00 | 0.15
2030-10-17 23:00 | 0.13
2030-10-18 | 0.14
2030-10-18 01:00 | 0.14
2030-10-18 02:00 | 0.14
2030-10-18 03:00 | 0.15
2030-10-18 04:00 | 0.16
2030-10-18 05:00 | 0.18
2030-10-18 06:00 | 0.19
2030-10-18 07:00 | 0.2
2030-10-18 08:00 | 0.15
2030-10-18 09:00 | 0.09
2030-10-18 10:00 | 0.05
2030-10-18 11:00 | 0.03
2030-10-18 12:00 | 0.02
2030-10-18 13:00 | 0.02
2030-10-18 14:00 | 0.03
2030-10-18 15:00 | 0.05
2030-10-18 16:00 | 0.06
2030-10-18 17:00 | 0.06
2030-10-18 18:00 | 0.07
2030-10-18 19:00 | 0.09
2030-10-18 20:00 | 0.11
2030-10-18 21:00 | 0.14
2030-10-18 22:00 | 0.15
2030-10-18 23:00 | 0.15
2030-10-19 | 0.24
2030-10-19 01:00 | 0.25
2030-10-19 02:00 | 0.25
2030-10-19 03:00 | 0.25
2030-10-19 04:00 | 0.25
2030-10-19 05:00 | 0.26
2030-10-19 06:00 | 0.27
2030-10-19 07:00 | 0.27
2030-10-19 08:00 | 0.23
2030-10-19 09:00 | 0.17
2030-10-19 10:00 | 0.13
2030-10-19 11:00 | 0.11
2030-10-19 12:00 | 0.1
2030-10-19 13:00 | 0.1
2030-10-19 14:00 | 0.1
2030-10-19 15:00 | 0.11
2030-10-19 16:00 | 0.11
2030-10-19 17:00 | 0.12
2030-10-19 18:00 | 0.13
2030-10-19 19:00 | 0.15
2030-10-19 20:00 | 0.17
2030-10-19 21:00 | 0.19
2030-10-19 22:00 | 0.2
2030-10-19 23:00 | 0.21
2030-10-20 | 0.21
2030-10-20 01:00 | 0.22
2030-10-20 02:00 | 0.22
2030-10-20 03:00 | 0.23
2030-10-20 04:00 | 0.24
2030-10-20 05:00 | 0.25
2030-10-20 06:00 | 0.27
2030-10-20 07:00 | 0.27
2030-10-20 08:00 | 0.22
2030-10-20 09:00 | 0.14
2030-10-20 10:00 | 0.09
2030-10-20 11:00 | 0.07
2030-10-20 12:00 | 0.07
2030-10-20 13:00 | 0.07
2030-10-20 14:00 | 0.08
2030-10-20 15:00 | 0.09
2030-10-20 16:00 | 0.09
2030-10-20 17:00 | 0.09
2030-10-20 18:00 | 0.11
2030-10-20 19:00 | 0.13
2030-10-20 20:00 | 0.14
2030-10-20 21:00 | 0.16
2030-10-20 22:00 | 0.17
2030-10-20 23:00 | 0.16
2030-10-21 | 0.29
2030-10-21 01:00 | 0.3
2030-10-21 02:00 | 0.3
2030-10-21 03:00 | 0.31
2030-10-21 04:00 | 0.31
2030-10-21 05:00 | 0.33
2030-10-21 06:00 | 0.33
2030-10-21 07:00 | 0.31
2030-10-21 08:00 | 0.27
2030-10-21 09:00 | 0.21
2030-10-21 10:00 | 0.16
2030-10-21 11:00 | 0.14
2030-10-21 12:00 | 0.12
2030-10-21 13:00 | 0.12
2030-10-21 14:00 | 0.12
2030-10-21 15:00 | 0.13
2030-10-21 16:00 | 0.14
2030-10-21 17:00 | 0.14
2030-10-21 18:00 | 0.15
2030-10-21 19:00 | 0.17
2030-10-21 20:00 | 0.19
2030-10-21 21:00 | 0.22
2030-10-21 22:00 | 0.24
2030-10-21 23:00 | 0.25
2030-10-22 | 0.33
2030-10-22 01:00 | 0.34
2030-10-22 02:00 | 0.34
2030-10-22 03:00 | 0.34
2030-10-22 04:00 | 0.34
2030-10-22 05:00 | 0.35
2030-10-22 06:00 | 0.37
2030-10-22 07:00 | 0.35
2030-10-22 08:00 | 0.29
2030-10-22 09:00 | 0.22
2030-10-22 10:00 | 0.18
2030-10-22 11:00 | 0.15
2030-10-22 12:00 | 0.14
2030-10-22 13:00 | 0.14
2030-10-22 14:00 | 0.14
2030-10-22 15:00 | 0.15
2030-10-22 16:00 | 0.16
2030-10-22 17:00 | 0.16
2030-10-22 18:00 | 0.18
2030-10-22 19:00 | 0.2
2030-10-22 20:00 | 0.22
2030-10-22 21:00 | 0.25
2030-10-22 22:00 | 0.27
2030-10-22 23:00 | 0.26
2030-10-23 | 0.29
2030-10-23 01:00 | 0.29
2030-10-23 02:00 | 0.29
2030-10-23 03:00 | 0.29
2030-10-23 04:00 | 0.3
2030-10-23 05:00 | 0.31
2030-10-23 06:00 | 0.32
2030-10-23 07:00 | 0.3
2030-10-23 08:00 | 0.25
2030-10-23 09:00 | 0.2
2030-10-23 10:00 | 0.16
2030-10-23 11:00 | 0.13
2030-10-23 12:00 | 0.13
2030-10-23 13:00 | 0.12
2030-10-23 14:00 | 0.13
2030-10-23 15:00 | 0.14
2030-10-23 16:00 | 0.16
2030-10-23 17:00 | 0.16
2030-10-23 18:00 | 0.17
2030-10-23 19:00 | 0.19
2030-10-23 20:00 | 0.21
2030-10-23 21:00 | 0.24
2030-10-23 22:00 | 0.25
2030-10-23 23:00 | 0.23
2030-10-24 | 0.15
2030-10-24 01:00 | 0.15
2030-10-24 02:00 | 0.15
2030-10-24 03:00 | 0.15
2030-10-24 04:00 | 0.16
2030-10-24 05:00 | 0.18
2030-10-24 06:00 | 0.19
2030-10-24 07:00 | 0.2
2030-10-24 08:00 | 0.15
2030-10-24 09:00 | 0.1
2030-10-24 10:00 | 0.07
2030-10-24 11:00 | 0.05
2030-10-24 12:00 | 0.04
2030-10-24 13:00 | 0.05
2030-10-24 14:00 | 0.06
2030-10-24 15:00 | 0.08
2030-10-24 16:00 | 0.09
2030-10-24 17:00 | 0.09
2030-10-24 18:00 | 0.1
2030-10-24 19:00 | 0.12
2030-10-24 20:00 | 0.13
2030-10-24 21:00 | 0.15
2030-10-24 22:00 | 0.16
2030-10-24 23:00 | 0.14
2030-10-25 | 0.13
2030-10-25 01:00 | 0.14
2030-10-25 02:00 | 0.14
2030-10-25 03:00 | 0.14
2030-10-25 04:00 | 0.15
2030-10-25 05:00 | 0.17
2030-10-25 06:00 | 0.19
2030-10-25 07:00 | 0.19
2030-10-25 08:00 | 0.15
2030-10-25 09:00 | 0.08
2030-10-25 10:00 | 0.04
2030-10-25 11:00 | 0.02
2030-10-25 12:00 | 0.01
2030-10-25 13:00 | 0.02
2030-10-25 14:00 | 0.03
2030-10-25 15:00 | 0.04
2030-10-25 16:00 | 0.06
2030-10-25 17:00 | 0.06
2030-10-25 18:00 | 0.07
2030-10-25 19:00 | 0.09
2030-10-25 20:00 | 0.11
2030-10-25 21:00 | 0.13
2030-10-25 22:00 | 0.14
2030-10-25 23:00 | 0.15
2030-10-26 | 0.12
2030-10-26 01:00 | 0.12
2030-10-26 02:00 | 0.12
2030-10-26 03:00 | 0.13
2030-10-26 04:00 | 0.13
2030-10-26 05:00 | 0.14
2030-10-26 06:00 | 0.16
2030-10-26 07:00 | 0.17
2030-10-26 08:00 | 0.14
2030-10-26 09:00 | 0.09
2030-10-26 10:00 | 0.06
2030-10-26 11:00 | 0.05
2030-10-26 12:00 | 0.04
2030-10-26 13:00 | 0.04
2030-10-26 14:00 | 0.05
2030-10-26 15:00 | 0.06
2030-10-26 16:00 | 0.07
2030-10-26 17:00 | 0.06
2030-10-26 18:00 | 0.07
2030-10-26 19:00 | 0.08
2030-10-26 20:00 | 0.1
2030-10-26 21:00 | 0.11
2030-10-26 22:00 | 0.12
2030-10-26 23:00 | 0.12
2030-10-27 | 0.05
2030-10-27 01:00 | 0.06
2030-10-27 02:00 | 0.06
2030-10-27 03:00 | 0.06
2030-10-27 04:00 | 0.07
2030-10-27 05:00 | 0.09
2030-10-27 06:00 | 0.11
2030-10-27 07:00 | 0.12
2030-10-27 08:00 | 0.09
2030-10-27 09:00 | 0.04
2030-10-27 10:00 | 0.02
2030-10-27 11:00 | 0
2030-10-27 12:00 | 0.01
2030-10-27 13:00 | 0.02
2030-10-27 14:00 | 0.02
2030-10-27 15:00 | 0.03
2030-10-27 16:00 | 0.03
2030-10-27 17:00 | 0.02
2030-10-27 18:00 | 0.02
2030-10-27 19:00 | 0.04
2030-10-27 20:00 | 0.04
2030-10-27 21:00 | 0.06
2030-10-27 22:00 | 0.06
2030-10-27 23:00 | 0.05
2030-10-28 | 0.04
2030-10-28 01:00 | 0.05
2030-10-28 02:00 | 0.06
2030-10-28 03:00 | 0.06
2030-10-28 04:00 | 0.06
2030-10-28 05:00 | 0.08
2030-10-28 06:00 | 0.09
2030-10-28 07:00 | 0.09
2030-10-28 08:00 | 0.06
2030-10-28 09:00 | 0.03
2030-10-28 10:00 | 0.01
2030-10-28 11:00 | 0
2030-10-28 12:00 | 0
2030-10-28 13:00 | 0.01
2030-10-28 14:00 | 0.01
2030-10-28 15:00 | 0.02
2030-10-28 16:00 | 0.02
2030-10-28 17:00 | 0.01
2030-10-28 18:00 | 0.01
2030-10-28 19:00 | 0.02
2030-10-28 20:00 | 0.03
2030-10-28 21:00 | 0.06
2030-10-28 22:00 | 0.07
2030-10-28 23:00 | 0.08
2030-10-29 | 0.08
2030-10-29 01:00 | 0.09
2030-10-29 02:00 | 0.09
2030-10-29 03:00 | 0.09
2030-10-29 04:00 | 0.1
2030-10-29 05:00 | 0.11
2030-10-29 06:00 | 0.12
2030-10-29 07:00 | 0.12
2030-10-29 08:00 | 0.08
2030-10-29 09:00 | 0.03
2030-10-29 10:00 | 0.01
2030-10-29 11:00 | 0
2030-10-29 12:00 | -0.01
2030-10-29 13:00 | 0
2030-10-29 14:00 | 0.01
2030-10-29 15:00 | 0.02
2030-10-29 16:00 | 0.03
2030-10-29 17:00 | 0.02
2030-10-29 18:00 | 0.03
2030-10-29 19:00 | 0.05
2030-10-29 20:00 | 0.06
2030-10-29 21:00 | 0.09
2030-10-29 22:00 | 0.1
2030-10-29 23:00 | 0.09
2030-10-30 | 0.36
2030-10-30 01:00 | 0.37
2030-10-30 02:00 | 0.36
2030-10-30 03:00 | 0.37
2030-10-30 04:00 | 0.37
2030-10-30 05:00 | 0.38
2030-10-30 06:00 | 0.39
2030-10-30 07:00 | 0.37
2030-10-30 08:00 | 0.32
2030-10-30 09:00 | 0.27
2030-10-30 10:00 | 0.23
2030-10-30 11:00 | 0.2
2030-10-30 12:00 | 0.19
2030-10-30 13:00 | 0.18
2030-10-30 14:00 | 0.18
2030-10-30 15:00 | 0.2
2030-10-30 16:00 | 0.21
2030-10-30 17:00 | 0.21
2030-10-30 18:00 | 0.22
2030-10-30 19:00 | 0.24
2030-10-30 20:00 | 0.26
2030-10-30 21:00 | 0.29
2030-10-30 22:00 | 0.3
2030-10-30 23:00 | 0.28
2030-10-31 | 0.32
2030-10-31 01:00 | 0.32
2030-10-31 02:00 | 0.32
2030-10-31 03:00 | 0.32
2030-10-31 04:00 | 0.33
2030-10-31 05:00 | 0.34
2030-10-31 06:00 | 0.35
2030-10-31 07:00 | 0.34
2030-10-31 08:00 | 0.29
2030-10-31 09:00 | 0.23
2030-10-31 10:00 | 0.2
2030-10-31 11:00 | 0.18
2030-10-31 12:00 | 0.16
2030-10-31 13:00 | 0.16
2030-10-31 14:00 | 0.16
2030-10-31 15:00 | 0.18
2030-10-31 16:00 | 0.18
2030-10-31 17:00 | 0.19
2030-10-31 18:00 | 0.2
2030-10-31 19:00 | 0.22
2030-10-31 20:00 | 0.24
2030-10-31 21:00 | 0.27
2030-10-31 22:00 | 0.28
2030-10-31 23:00 | 0.26
2030-11-01 | 0.25
2030-11-01 01:00 | 0.26
2030-11-01 02:00 | 0.26
2030-11-01 03:00 | 0.25
2030-11-01 04:00 | 0.25
2030-11-01 05:00 | 0.26
2030-11-01 06:00 | 0.27
2030-11-01 07:00 | 0.26
2030-11-01 08:00 | 0.21
2030-11-01 09:00 | 0.17
2030-11-01 10:00 | 0.13
2030-11-01 11:00 | 0.11
2030-11-01 12:00 | 0.09
2030-11-01 13:00 | 0.1
2030-11-01 14:00 | 0.11
2030-11-01 15:00 | 0.14
2030-11-01 16:00 | 0.17
2030-11-01 17:00 | 0.17
2030-11-01 18:00 | 0.18
2030-11-01 19:00 | 0.2
2030-11-01 20:00 | 0.23
2030-11-01 21:00 | 0.26
2030-11-01 22:00 | 0.26
2030-11-01 23:00 | 0.27
2030-11-02 | 0.18
2030-11-02 01:00 | 0.18
2030-11-02 02:00 | 0.18
2030-11-02 03:00 | 0.18
2030-11-02 04:00 | 0.18
2030-11-02 05:00 | 0.19
2030-11-02 06:00 | 0.2
2030-11-02 07:00 | 0.21
2030-11-02 08:00 | 0.18
2030-11-02 09:00 | 0.14
2030-11-02 10:00 | 0.11
2030-11-02 11:00 | 0.1
2030-11-02 12:00 | 0.09
2030-11-02 13:00 | 0.09
2030-11-02 14:00 | 0.1
2030-11-02 15:00 | 0.12
2030-11-02 16:00 | 0.15
2030-11-02 17:00 | 0.15
2030-11-02 18:00 | 0.15
2030-11-02 19:00 | 0.17
2030-11-02 20:00 | 0.19
2030-11-02 21:00 | 0.19
2030-11-02 22:00 | 0.2
2030-11-02 23:00 | 0.21
2030-11-03 | 0.12
2030-11-03 01:00 | 0.13
2030-11-03 02:00 | 0.13
2030-11-03 03:00 | 0.14
2030-11-03 04:00 | 0.15
2030-11-03 05:00 | 0.16
2030-11-03 06:00 | 0.17
2030-11-03 07:00 | 0.19
2030-11-03 08:00 | 0.14
2030-11-03 09:00 | 0.09
2030-11-03 10:00 | 0.06
2030-11-03 11:00 | 0.04
2030-11-03 12:00 | 0.04
2030-11-03 13:00 | 0.05
2030-11-03 14:00 | 0.07
2030-11-03 15:00 | 0.09
2030-11-03 16:00 | 0.11
2030-11-03 17:00 | 0.11
2030-11-03 18:00 | 0.12
2030-11-03 19:00 | 0.14
2030-11-03 20:00 | 0.14
2030-11-03 21:00 | 0.15
2030-11-03 22:00 | 0.15
2030-11-03 23:00 | 0.14
2030-11-04 | 0.11
2030-11-04 01:00 | 0.12
2030-11-04 02:00 | 0.12
2030-11-04 03:00 | 0.13
2030-11-04 04:00 | 0.13
2030-11-04 05:00 | 0.14
2030-11-04 06:00 | 0.15
2030-11-04 07:00 | 0.15
2030-11-04 08:00 | 0.11
2030-11-04 09:00 | 0.08
2030-11-04 10:00 | 0.05
2030-11-04 11:00 | 0.04
2030-11-04 12:00 | 0.03
2030-11-04 13:00 | 0.04
2030-11-04 14:00 | 0.05
2030-11-04 15:00 | 0.07
2030-11-04 16:00 | 0.1
2030-11-04 17:00 | 0.11
2030-11-04 18:00 | 0.1
2030-11-04 19:00 | 0.12
2030-11-04 20:00 | 0.13
2030-11-04 21:00 | 0.14
2030-11-04 22:00 | 0.16
2030-11-04 23:00 | 0.16
2030-11-05 | 0.2
2030-11-05 01:00 | 0.2
2030-11-05 02:00 | 0.2
2030-11-05 03:00 | 0.2
2030-11-05 04:00 | 0.2
2030-11-05 05:00 | 0.2
2030-11-05 06:00 | 0.21
2030-11-05 07:00 | 0.21
2030-11-05 08:00 | 0.16
2030-11-05 09:00 | 0.12
2030-11-05 10:00 | 0.09
2030-11-05 11:00 | 0.07
2030-11-05 12:00 | 0.06
2030-11-05 13:00 | 0.06
2030-11-05 14:00 | 0.08
2030-11-05 15:00 | 0.1
2030-11-05 16:00 | 0.13
2030-11-05 17:00 | 0.14
2030-11-05 18:00 | 0.14
2030-11-05 19:00 | 0.17
2030-11-05 20:00 | 0.18
2030-11-05 21:00 | 0.21
2030-11-05 22:00 | 0.22
2030-11-05 23:00 | 0.21
2030-11-06 | 0.1
2030-11-06 01:00 | 0.1
2030-11-06 02:00 | 0.1
2030-11-06 03:00 | 0.11
2030-11-06 04:00 | 0.11
2030-11-06 05:00 | 0.12
2030-11-06 06:00 | 0.13
2030-11-06 07:00 | 0.13
2030-11-06 08:00 | 0.09
2030-11-06 09:00 | 0.07
2030-11-06 10:00 | 0.05
2030-11-06 11:00 | 0.05
2030-11-06 12:00 | 0.04
2030-11-06 13:00 | 0.04
2030-11-06 14:00 | 0.06
2030-11-06 15:00 | 0.09
2030-11-06 16:00 | 0.13
2030-11-06 17:00 | 0.13
2030-11-06 18:00 | 0.12
2030-11-06 19:00 | 0.14
2030-11-06 20:00 | 0.14
2030-11-06 21:00 | 0.16
2030-11-06 22:00 | 0.17
2030-11-06 23:00 | 0.15
2030-11-07 | 0.07
2030-11-07 01:00 | 0.07
2030-11-07 02:00 | 0.07
2030-11-07 03:00 | 0.07
2030-11-07 04:00 | 0.07
2030-11-07 05:00 | 0.08
2030-11-07 06:00 | 0.09
2030-11-07 07:00 | 0.11
2030-11-07 08:00 | 0.07
2030-11-07 09:00 | 0.05
2030-11-07 10:00 | 0.05
2030-11-07 11:00 | 0.05
2030-11-07 12:00 | 0.04
2030-11-07 13:00 | 0.05
2030-11-07 14:00 | 0.07
2030-11-07 15:00 | 0.1
2030-11-07 16:00 | 0.12
2030-11-07 17:00 | 0.12
2030-11-07 18:00 | 0.11
2030-11-07 19:00 | 0.13
2030-11-07 20:00 | 0.13
2030-11-07 21:00 | 0.15
2030-11-07 22:00 | 0.15
2030-11-07 23:00 | 0.13
2030-11-08 | 0.05
2030-11-08 01:00 | 0.06
2030-11-08 02:00 | 0.06
2030-11-08 03:00 | 0.06
2030-11-08 04:00 | 0.06
2030-11-08 05:00 | 0.07
2030-11-08 06:00 | 0.09
2030-11-08 07:00 | 0.09
2030-11-08 08:00 | 0.06
2030-11-08 09:00 | 0.04
2030-11-08 10:00 | 0.03
2030-11-08 11:00 | 0.02
2030-11-08 12:00 | 0.01
2030-11-08 13:00 | 0.02
2030-11-08 14:00 | 0.04
2030-11-08 15:00 | 0.06
2030-11-08 16:00 | 0.09
2030-11-08 17:00 | 0.09
2030-11-08 18:00 | 0.08
2030-11-08 19:00 | 0.1
2030-11-08 20:00 | 0.11
2030-11-08 21:00 | 0.13
2030-11-08 22:00 | 0.13
2030-11-08 23:00 | 0.14
2030-11-09 | 0.07
2030-11-09 01:00 | 0.07
2030-11-09 02:00 | 0.07
2030-11-09 03:00 | 0.07
2030-11-09 04:00 | 0.07
2030-11-09 05:00 | 0.07
2030-11-09 06:00 | 0.09
2030-11-09 07:00 | 0.11
2030-11-09 08:00 | 0.09
2030-11-09 09:00 | 0.07
2030-11-09 10:00 | 0.06
2030-11-09 11:00 | 0.05
2030-11-09 12:00 | 0.05
2030-11-09 13:00 | 0.05
2030-11-09 14:00 | 0.06
2030-11-09 15:00 | 0.08
2030-11-09 16:00 | 0.11
2030-11-09 17:00 | 0.11
2030-11-09 18:00 | 0.1
2030-11-09 19:00 | 0.11
2030-11-09 20:00 | 0.12
2030-11-09 21:00 | 0.12
2030-11-09 22:00 | 0.13
2030-11-09 23:00 | 0.13
2030-11-10 | 0.25
2030-11-10 01:00 | 0.26
2030-11-10 02:00 | 0.26
2030-11-10 03:00 | 0.26
2030-11-10 04:00 | 0.26
2030-11-10 05:00 | 0.27
2030-11-10 06:00 | 0.28
2030-11-10 07:00 | 0.28
2030-11-10 08:00 | 0.23
2030-11-10 09:00 | 0.18
2030-11-10 10:00 | 0.14
2030-11-10 11:00 | 0.12
2030-11-10 12:00 | 0.11
2030-11-10 13:00 | 0.11
2030-11-10 14:00 | 0.13
2030-11-10 15:00 | 0.15
2030-11-10 16:00 | 0.16
2030-11-10 17:00 | 0.17
2030-11-10 18:00 | 0.18
2030-11-10 19:00 | 0.2
2030-11-10 20:00 | 0.22
2030-11-10 21:00 | 0.23
2030-11-10 22:00 | 0.24
2030-11-10 23:00 | 0.23
2030-11-11 | 0.33
2030-11-11 01:00 | 0.34
2030-11-11 02:00 | 0.34
2030-11-11 03:00 | 0.35
2030-11-11 04:00 | 0.35
2030-11-11 05:00 | 0.36
2030-11-11 06:00 | 0.36
2030-11-11 07:00 | 0.35
2030-11-11 08:00 | 0.3
2030-11-11 09:00 | 0.26
2030-11-11 10:00 | 0.23
2030-11-11 11:00 | 0.21
2030-11-11 12:00 | 0.19
2030-11-11 13:00 | 0.19
2030-11-11 14:00 | 0.19
2030-11-11 15:00 | 0.21
2030-11-11 16:00 | 0.24
2030-11-11 17:00 | 0.24
2030-11-11 18:00 | 0.25
2030-11-11 19:00 | 0.26
2030-11-11 20:00 | 0.28
2030-11-11 21:00 | 0.3
2030-11-11 22:00 | 0.32
2030-11-11 23:00 | 0.32
2030-11-12 | 0.23
2030-11-12 01:00 | 0.24
2030-11-12 02:00 | 0.24
2030-11-12 03:00 | 0.23
2030-11-12 04:00 | 0.23
2030-11-12 05:00 | 0.24
2030-11-12 06:00 | 0.24
2030-11-12 07:00 | 0.23
2030-11-12 08:00 | 0.18
2030-11-12 09:00 | 0.14
2030-11-12 10:00 | 0.1
2030-11-12 11:00 | 0.09
2030-11-12 12:00 | 0.07
2030-11-12 13:00 | 0.08
2030-11-12 14:00 | 0.09
2030-11-12 15:00 | 0.12
2030-11-12 16:00 | 0.14
2030-11-12 17:00 | 0.15
2030-11-12 18:00 | 0.16
2030-11-12 19:00 | 0.18
2030-11-12 20:00 | 0.2
2030-11-12 21:00 | 0.22
2030-11-12 22:00 | 0.24
2030-11-12 23:00 | 0.23
2030-11-13 | 0.12
2030-11-13 01:00 | 0.12
2030-11-13 02:00 | 0.12
2030-11-13 03:00 | 0.12
2030-11-13 04:00 | 0.13
2030-11-13 05:00 | 0.13
2030-11-13 06:00 | 0.15
2030-11-13 07:00 | 0.15
2030-11-13 08:00 | 0.11
2030-11-13 09:00 | 0.08
2030-11-13 10:00 | 0.06
2030-11-13 11:00 | 0.05
2030-11-13 12:00 | 0.05
2030-11-13 13:00 | 0.05
2030-11-13 14:00 | 0.07
2030-11-13 15:00 | 0.09
2030-11-13 16:00 | 0.13
2030-11-13 17:00 | 0.14
2030-11-13 18:00 | 0.13
2030-11-13 19:00 | 0.15
2030-11-13 20:00 | 0.15
2030-11-13 21:00 | 0.17
2030-11-13 22:00 | 0.18
2030-11-13 23:00 | 0.16
2030-11-14 | 0.08
2030-11-14 01:00 | 0.07
2030-11-14 02:00 | 0.07
2030-11-14 03:00 | 0.08
2030-11-14 04:00 | 0.08
2030-11-14 05:00 | 0.08
2030-11-14 06:00 | 0.1
2030-11-14 07:00 | 0.11
2030-11-14 08:00 | 0.08
2030-11-14 09:00 | 0.06
2030-11-14 10:00 | 0.05
2030-11-14 11:00 | 0.05
2030-11-14 12:00 | 0.04
2030-11-14 13:00 | 0.05
2030-11-14 14:00 | 0.07
2030-11-14 15:00 | 0.1
2030-11-14 16:00 | 0.12
2030-11-14 17:00 | 0.12
2030-11-14 18:00 | 0.11
2030-11-14 19:00 | 0.13
2030-11-14 20:00 | 0.14
2030-11-14 21:00 | 0.15
2030-11-14 22:00 | 0.15
2030-11-14 23:00 | 0.14
2030-11-15 | 0.2
2030-11-15 01:00 | 0.21
2030-11-15 02:00 | 0.21
2030-11-15 03:00 | 0.21
2030-11-15 04:00 | 0.21
2030-11-15 05:00 | 0.22
2030-11-15 06:00 | 0.23
2030-11-15 07:00 | 0.23
2030-11-15 08:00 | 0.18
2030-11-15 09:00 | 0.14
2030-11-15 10:00 | 0.1
2030-11-15 11:00 | 0.08
2030-11-15 12:00 | 0.07
2030-11-15 13:00 | 0.07
2030-11-15 14:00 | 0.09
2030-11-15 15:00 | 0.12
2030-11-15 16:00 | 0.15
2030-11-15 17:00 | 0.16
2030-11-15 18:00 | 0.15
2030-11-15 19:00 | 0.18
2030-11-15 20:00 | 0.2
2030-11-15 21:00 | 0.23
2030-11-15 22:00 | 0.23
2030-11-15 23:00 | 0.24
2030-11-16 | 0.36
2030-11-16 01:00 | 0.36
2030-11-16 02:00 | 0.36
2030-11-16 03:00 | 0.36
2030-11-16 04:00 | 0.36
2030-11-16 05:00 | 0.37
2030-11-16 06:00 | 0.38
2030-11-16 07:00 | 0.38
2030-11-16 08:00 | 0.34
2030-11-16 09:00 | 0.3
2030-11-16 10:00 | 0.26
2030-11-16 11:00 | 0.25
2030-11-16 12:00 | 0.22
2030-11-16 13:00 | 0.22
2030-11-16 14:00 | 0.22
2030-11-16 15:00 | 0.24
2030-11-16 16:00 | 0.27
2030-11-16 17:00 | 0.27
2030-11-16 18:00 | 0.28
2030-11-16 19:00 | 0.3
2030-11-16 20:00 | 0.31
2030-11-16 21:00 | 0.32
2030-11-16 22:00 | 0.33
2030-11-16 23:00 | 0.33
2030-11-17 | 0.4
2030-11-17 01:00 | 0.41
2030-11-17 02:00 | 0.41
2030-11-17 03:00 | 0.42
2030-11-17 04:00 | 0.42
2030-11-17 05:00 | 0.43
2030-11-17 06:00 | 0.44
2030-11-17 07:00 | 0.45
2030-11-17 08:00 | 0.39
2030-11-17 09:00 | 0.33
2030-11-17 10:00 | 0.29
2030-11-17 11:00 | 0.27
2030-11-17 12:00 | 0.25
2030-11-17 13:00 | 0.25
2030-11-17 14:00 | 0.26
2030-11-17 15:00 | 0.27
2030-11-17 16:00 | 0.29
2030-11-17 17:00 | 0.3
2030-11-17 18:00 | 0.3
2030-11-17 19:00 | 0.32
2030-11-17 20:00 | 0.34
2030-11-17 21:00 | 0.35
2030-11-17 22:00 | 0.35
2030-11-17 23:00 | 0.33
2030-11-18 | 0.37
2030-11-18 01:00 | 0.39
2030-11-18 02:00 | 0.39
2030-11-18 03:00 | 0.4
2030-11-18 04:00 | 0.39
2030-11-18 05:00 | 0.4
2030-11-18 06:00 | 0.41
2030-11-18 07:00 | 0.4
2030-11-18 08:00 | 0.35
2030-11-18 09:00 | 0.31
2030-11-18 10:00 | 0.28
2030-11-18 11:00 | 0.25
2030-11-18 12:00 | 0.23
2030-11-18 13:00 | 0.23
2030-11-18 14:00 | 0.23
2030-11-18 15:00 | 0.25
2030-11-18 16:00 | 0.28
2030-11-18 17:00 | 0.28
2030-11-18 18:00 | 0.28
2030-11-18 19:00 | 0.3
2030-11-18 20:00 | 0.32
2030-11-18 21:00 | 0.33
2030-11-18 22:00 | 0.35
2030-11-18 23:00 | 0.35
2030-11-19 | 0.37
2030-11-19 01:00 | 0.37
2030-11-19 02:00 | 0.37
2030-11-19 03:00 | 0.38
2030-11-19 04:00 | 0.37
2030-11-19 05:00 | 0.38
2030-11-19 06:00 | 0.39
2030-11-19 07:00 | 0.38
2030-11-19 08:00 | 0.32
2030-11-19 09:00 | 0.27
2030-11-19 10:00 | 0.24
2030-11-19 11:00 | 0.22
2030-11-19 12:00 | 0.2
2030-11-19 13:00 | 0.2
2030-11-19 14:00 | 0.2
2030-11-19 15:00 | 0.23
2030-11-19 16:00 | 0.25
2030-11-19 17:00 | 0.26
2030-11-19 18:00 | 0.27
2030-11-19 19:00 | 0.29
2030-11-19 20:00 | 0.31
2030-11-19 21:00 | 0.33
2030-11-19 22:00 | 0.34
2030-11-19 23:00 | 0.33
2030-11-20 | 0.39
2030-11-20 01:00 | 0.39
2030-11-20 02:00 | 0.39
2030-11-20 03:00 | 0.39
2030-11-20 04:00 | 0.39
2030-11-20 05:00 | 0.4
2030-11-20 06:00 | 0.4
2030-11-20 07:00 | 0.39
2030-11-20 08:00 | 0.34
2030-11-20 09:00 | 0.31
2030-11-20 10:00 | 0.28
2030-11-20 11:00 | 0.26
2030-11-20 12:00 | 0.24
2030-11-20 13:00 | 0.23
2030-11-20 14:00 | 0.24
2030-11-20 15:00 | 0.27
2030-11-20 16:00 | 0.3
2030-11-20 17:00 | 0.31
2030-11-20 18:00 | 0.3
2030-11-20 19:00 | 0.32
2030-11-20 20:00 | 0.34
2030-11-20 21:00 | 0.36
2030-11-20 22:00 | 0.37
2030-11-20 23:00 | 0.34
2030-11-21 | 0.38
2030-11-21 01:00 | 0.38
2030-11-21 02:00 | 0.38
2030-11-21 03:00 | 0.38
2030-11-21 04:00 | 0.38
2030-11-21 05:00 | 0.39
2030-11-21 06:00 | 0.4
2030-11-21 07:00 | 0.4
2030-11-21 08:00 | 0.35
2030-11-21 09:00 | 0.31
2030-11-21 10:00 | 0.28
2030-11-21 11:00 | 0.26
2030-11-21 12:00 | 0.24
2030-11-21 13:00 | 0.24
2030-11-21 14:00 | 0.25
2030-11-21 15:00 | 0.28
2030-11-21 16:00 | 0.3
2030-11-21 17:00 | 0.31
2030-11-21 18:00 | 0.31
2030-11-21 19:00 | 0.33
2030-11-21 20:00 | 0.34
2030-11-21 21:00 | 0.36
2030-11-21 22:00 | 0.37
2030-11-21 23:00 | 0.35
2030-11-22 | 0.41
2030-11-22 01:00 | 0.42
2030-11-22 02:00 | 0.42
2030-11-22 03:00 | 0.43
2030-11-22 04:00 | 0.43
2030-11-22 05:00 | 0.44
2030-11-22 06:00 | 0.45
2030-11-22 07:00 | 0.44
2030-11-22 08:00 | 0.39
2030-11-22 09:00 | 0.34
2030-11-22 10:00 | 0.3
2030-11-22 11:00 | 0.27
2030-11-22 12:00 | 0.25
2030-11-22 13:00 | 0.25
2030-11-22 14:00 | 0.25
2030-11-22 15:00 | 0.27
2030-11-22 16:00 | 0.31
2030-11-22 17:00 | 0.32
2030-11-22 18:00 | 0.31
2030-11-22 19:00 | 0.33
2030-11-22 20:00 | 0.36
2030-11-22 21:00 | 0.38
2030-11-22 22:00 | 0.39
2030-11-22 23:00 | 0.39
2030-11-23 | 0.43
2030-11-23 01:00 | 0.44
2030-11-23 02:00 | 0.44
2030-11-23 03:00 | 0.44
2030-11-23 04:00 | 0.44
2030-11-23 05:00 | 0.45
2030-11-23 06:00 | 0.46
2030-11-23 07:00 | 0.46
2030-11-23 08:00 | 0.42
2030-11-23 09:00 | 0.37
2030-11-23 10:00 | 0.34
2030-11-23 11:00 | 0.32
2030-11-23 12:00 | 0.29
2030-11-23 13:00 | 0.29
2030-11-23 14:00 | 0.28
2030-11-23 15:00 | 0.3
2030-11-23 16:00 | 0.33
2030-11-23 17:00 | 0.34
2030-11-23 18:00 | 0.34
2030-11-23 19:00 | 0.36
2030-11-23 20:00 | 0.37
2030-11-23 21:00 | 0.38
2030-11-23 22:00 | 0.39
2030-11-23 23:00 | 0.39
2030-11-24 | 0.38
2030-11-24 01:00 | 0.39
2030-11-24 02:00 | 0.39
2030-11-24 03:00 | 0.4
2030-11-24 04:00 | 0.4
2030-11-24 05:00 | 0.41
2030-11-24 06:00 | 0.43
2030-11-24 07:00 | 0.43
2030-11-24 08:00 | 0.37
2030-11-24 09:00 | 0.32
2030-11-24 10:00 | 0.28
2030-11-24 11:00 | 0.25
2030-11-24 12:00 | 0.24
2030-11-24 13:00 | 0.24
2030-11-24 14:00 | 0.24
2030-11-24 15:00 | 0.26
2030-11-24 16:00 | 0.28
2030-11-24 17:00 | 0.29
2030-11-24 18:00 | 0.29
2030-11-24 19:00 | 0.31
2030-11-24 20:00 | 0.32
2030-11-24 21:00 | 0.34
2030-11-24 22:00 | 0.34
2030-11-24 23:00 | 0.32
2030-11-25 | 0.35
2030-11-25 01:00 | 0.36
2030-11-25 02:00 | 0.36
2030-11-25 03:00 | 0.37
2030-11-25 04:00 | 0.37
2030-11-25 05:00 | 0.38
2030-11-25 06:00 | 0.38
2030-11-25 07:00 | 0.37
2030-11-25 08:00 | 0.33
2030-11-25 09:00 | 0.28
2030-11-25 10:00 | 0.25
2030-11-25 11:00 | 0.23
2030-11-25 12:00 | 0.21
2030-11-25 13:00 | 0.21
2030-11-25 14:00 | 0.21
2030-11-25 15:00 | 0.23
2030-11-25 16:00 | 0.25
2030-11-25 17:00 | 0.26
2030-11-25 18:00 | 0.26
2030-11-25 19:00 | 0.28
2030-11-25 20:00 | 0.29
2030-11-25 21:00 | 0.31
2030-11-25 22:00 | 0.33
2030-11-25 23:00 | 0.33
2030-11-26 | 0.36
2030-11-26 01:00 | 0.37
2030-11-26 02:00 | 0.37
2030-11-26 03:00 | 0.37
2030-11-26 04:00 | 0.37
2030-11-26 05:00 | 0.38
2030-11-26 06:00 | 0.38
2030-11-26 07:00 | 0.37
2030-11-26 08:00 | 0.32
2030-11-26 09:00 | 0.27
2030-11-26 10:00 | 0.24
2030-11-26 11:00 | 0.22
2030-11-26 12:00 | 0.19
2030-11-26 13:00 | 0.2
2030-11-26 14:00 | 0.2
2030-11-26 15:00 | 0.22
2030-11-26 16:00 | 0.25
2030-11-26 17:00 | 0.26
2030-11-26 18:00 | 0.27
2030-11-26 19:00 | 0.29
2030-11-26 20:00 | 0.3
2030-11-26 21:00 | 0.33
2030-11-26 22:00 | 0.34
2030-11-26 23:00 | 0.32
2030-11-27 | 0.32
2030-11-27 01:00 | 0.32
2030-11-27 02:00 | 0.32
2030-11-27 03:00 | 0.32
2030-11-27 04:00 | 0.32
2030-11-27 05:00 | 0.32
2030-11-27 06:00 | 0.33
2030-11-27 07:00 | 0.32
2030-11-27 08:00 | 0.27
2030-11-27 09:00 | 0.24
2030-11-27 10:00 | 0.21
2030-11-27 11:00 | 0.19
2030-11-27 12:00 | 0.18
2030-11-27 13:00 | 0.17
2030-11-27 14:00 | 0.18
2030-11-27 15:00 | 0.21
2030-11-27 16:00 | 0.25
2030-11-27 17:00 | 0.25
2030-11-27 18:00 | 0.25
2030-11-27 19:00 | 0.27
2030-11-27 20:00 | 0.28
2030-11-27 21:00 | 0.31
2030-11-27 22:00 | 0.31
2030-11-27 23:00 | 0.29
2030-11-28 | 0.29
2030-11-28 01:00 | 0.28
2030-11-28 02:00 | 0.29
2030-11-28 03:00 | 0.28
2030-11-28 04:00 | 0.29
2030-11-28 05:00 | 0.29
2030-11-28 06:00 | 0.3
2030-11-28 07:00 | 0.3
2030-11-28 08:00 | 0.26
2030-11-28 09:00 | 0.23
2030-11-28 10:00 | 0.22
2030-11-28 11:00 | 0.2
2030-11-28 12:00 | 0.19
2030-11-28 13:00 | 0.19
2030-11-28 14:00 | 0.21
2030-11-28 15:00 | 0.24
2030-11-28 16:00 | 0.26
2030-11-28 17:00 | 0.26
2030-11-28 18:00 | 0.26
2030-11-28 19:00 | 0.28
2030-11-28 20:00 | 0.3
2030-11-28 21:00 | 0.32
2030-11-28 22:00 | 0.33
2030-11-28 23:00 | 0.32
2030-11-29 | 0.3
2030-11-29 01:00 | 0.3
2030-11-29 02:00 | 0.31
2030-11-29 03:00 | 0.31
2030-11-29 04:00 | 0.31
2030-11-29 05:00 | 0.32
2030-11-29 06:00 | 0.33
2030-11-29 07:00 | 0.32
2030-11-29 08:00 | 0.28
2030-11-29 09:00 | 0.24
2030-11-29 10:00 | 0.21
2030-11-29 11:00 | 0.19
2030-11-29 12:00 | 0.18
2030-11-29 13:00 | 0.18
2030-11-29 14:00 | 0.19
2030-11-29 15:00 | 0.22
2030-11-29 16:00 | 0.25
2030-11-29 17:00 | 0.25
2030-11-29 18:00 | 0.25
2030-11-29 19:00 | 0.27
2030-11-29 20:00 | 0.29
2030-11-29 21:00 | 0.33
2030-11-29 22:00 | 0.33
2030-11-29 23:00 | 0.34
2030-11-30 | 0.34
2030-11-30 01:00 | 0.35
2030-11-30 02:00 | 0.35
2030-11-30 03:00 | 0.35
2030-11-30 04:00 | 0.35
2030-11-30 05:00 | 0.35
2030-11-30 06:00 | 0.36
2030-11-30 07:00 | 0.37
2030-11-30 08:00 | 0.33
2030-11-30 09:00 | 0.28
2030-11-30 10:00 | 0.25
2030-11-30 11:00 | 0.23
2030-11-30 12:00 | 0.21
2030-11-30 13:00 | 0.21
2030-11-30 14:00 | 0.21
2030-11-30 15:00 | 0.23
2030-11-30 16:00 | 0.26
2030-11-30 17:00 | 0.26
2030-11-30 18:00 | 0.27
2030-11-30 19:00 | 0.29
2030-11-30 20:00 | 0.31
2030-11-30 21:00 | 0.31
2030-11-30 22:00 | 0.32
2030-11-30 23:00 | 0.32
2030-12-01 | 0.31
2030-12-01 01:00 | 0.31
2030-12-01 02:00 | 0.31
2030-12-01 03:00 | 0.31
2030-12-01 04:00 | 0.31
2030-12-01 05:00 | 0.32
2030-12-01 06:00 | 0.33
2030-12-01 07:00 | 0.35
2030-12-01 08:00 | 0.32
2030-12-01 09:00 | 0.27
2030-12-01 10:00 | 0.24
2030-12-01 11:00 | 0.23
2030-12-01 12:00 | 0.23
2030-12-01 13:00 | 0.24
2030-12-01 14:00 | 0.26
2030-12-01 15:00 | 0.28
2030-12-01 16:00 | 0.28
2030-12-01 17:00 | 0.28
2030-12-01 18:00 | 0.28
2030-12-01 19:00 | 0.3
2030-12-01 20:00 | 0.3
2030-12-01 21:00 | 0.31
2030-12-01 22:00 | 0.3
2030-12-01 23:00 | 0.29
2030-12-02 | 0.29
2030-12-02 01:00 | 0.29
2030-12-02 02:00 | 0.29
2030-12-02 03:00 | 0.29
2030-12-02 04:00 | 0.29
2030-12-02 05:00 | 0.3
2030-12-02 06:00 | 0.3
2030-12-02 07:00 | 0.3
2030-12-02 08:00 | 0.28
2030-12-02 09:00 | 0.25
2030-12-02 10:00 | 0.22
2030-12-02 11:00 | 0.21
2030-12-02 12:00 | 0.22
2030-12-02 13:00 | 0.22
2030-12-02 14:00 | 0.23
2030-12-02 15:00 | 0.26
2030-12-02 16:00 | 0.27
2030-12-02 17:00 | 0.26
2030-12-02 18:00 | 0.26
2030-12-02 19:00 | 0.27
2030-12-02 20:00 | 0.28
2030-12-02 21:00 | 0.29
2030-12-02 22:00 | 0.3
2030-12-02 23:00 | 0.31
2030-12-03 | 0.31
2030-12-03 01:00 | 0.31
2030-12-03 02:00 | 0.3
2030-12-03 03:00 | 0.3
2030-12-03 04:00 | 0.3
2030-12-03 05:00 | 0.3
2030-12-03 06:00 | 0.31
2030-12-03 07:00 | 0.31
2030-12-03 08:00 | 0.28
2030-12-03 09:00 | 0.24
2030-12-03 10:00 | 0.22
2030-12-03 11:00 | 0.21
2030-12-03 12:00 | 0.21
2030-12-03 13:00 | 0.22
2030-12-03 14:00 | 0.23
2030-12-03 15:00 | 0.25
2030-12-03 16:00 | 0.27
2030-12-03 17:00 | 0.26
2030-12-03 18:00 | 0.27
2030-12-03 19:00 | 0.28
2030-12-03 20:00 | 0.29
2030-12-03 21:00 | 0.31
2030-12-03 22:00 | 0.32
2030-12-03 23:00 | 0.31
2030-12-04 | 0.36
2030-12-04 01:00 | 0.36
2030-12-04 02:00 | 0.35
2030-12-04 03:00 | 0.35
2030-12-04 04:00 | 0.35
2030-12-04 05:00 | 0.36
2030-12-04 06:00 | 0.36
2030-12-04 07:00 | 0.36
2030-12-04 08:00 | 0.33
2030-12-04 09:00 | 0.3
2030-12-04 10:00 | 0.29
2030-12-04 11:00 | 0.27
2030-12-04 12:00 | 0.28
2030-12-04 13:00 | 0.28
2030-12-04 14:00 | 0.29
2030-12-04 15:00 | 0.32
2030-12-04 16:00 | 0.34
2030-12-04 17:00 | 0.34
2030-12-04 18:00 | 0.33
2030-12-04 19:00 | 0.35
2030-12-04 20:00 | 0.34
2030-12-04 21:00 | 0.36
2030-12-04 22:00 | 0.37
2030-12-04 23:00 | 0.35
2030-12-05 | 0.29
2030-12-05 01:00 | 0.29
2030-12-05 02:00 | 0.28
2030-12-05 03:00 | 0.28
2030-12-05 04:00 | 0.28
2030-12-05 05:00 | 0.29
2030-12-05 06:00 | 0.3
2030-12-05 07:00 | 0.3
2030-12-05 08:00 | 0.28
2030-12-05 09:00 | 0.25
2030-12-05 10:00 | 0.24
2030-12-05 11:00 | 0.23
2030-12-05 12:00 | 0.23
2030-12-05 13:00 | 0.24
2030-12-05 14:00 | 0.25
2030-12-05 15:00 | 0.28
2030-12-05 16:00 | 0.29
2030-12-05 17:00 | 0.29
2030-12-05 18:00 | 0.29
2030-12-05 19:00 | 0.31
2030-12-05 20:00 | 0.31
2030-12-05 21:00 | 0.32
2030-12-05 22:00 | 0.32
2030-12-05 23:00 | 0.31
2030-12-06 | 0.29
2030-12-06 01:00 | 0.29
2030-12-06 02:00 | 0.29
2030-12-06 03:00 | 0.29
2030-12-06 04:00 | 0.29
2030-12-06 05:00 | 0.3
2030-12-06 06:00 | 0.3
2030-12-06 07:00 | 0.31
2030-12-06 08:00 | 0.28
2030-12-06 09:00 | 0.24
2030-12-06 10:00 | 0.22
2030-12-06 11:00 | 0.2
2030-12-06 12:00 | 0.2
2030-12-06 13:00 | 0.21
2030-12-06 14:00 | 0.22
2030-12-06 15:00 | 0.25
2030-12-06 16:00 | 0.27
2030-12-06 17:00 | 0.27
2030-12-06 18:00 | 0.26
2030-12-06 19:00 | 0.28
2030-12-06 20:00 | 0.29
2030-12-06 21:00 | 0.31
2030-12-06 22:00 | 0.32
2030-12-06 23:00 | 0.33
2030-12-07 | 0.36
2030-12-07 01:00 | 0.36
2030-12-07 02:00 | 0.35
2030-12-07 03:00 | 0.35
2030-12-07 04:00 | 0.35
2030-12-07 05:00 | 0.36
2030-12-07 06:00 | 0.36
2030-12-07 07:00 | 0.38
2030-12-07 08:00 | 0.36
2030-12-07 09:00 | 0.32
2030-12-07 10:00 | 0.3
2030-12-07 11:00 | 0.29
2030-12-07 12:00 | 0.29
2030-12-07 13:00 | 0.29
2030-12-07 14:00 | 0.3
2030-12-07 15:00 | 0.32
2030-12-07 16:00 | 0.33
2030-12-07 17:00 | 0.33
2030-12-07 18:00 | 0.33
2030-12-07 19:00 | 0.34
2030-12-07 20:00 | 0.35
2030-12-07 21:00 | 0.35
2030-12-07 22:00 | 0.35
2030-12-07 23:00 | 0.36
2030-12-08 | 0.28
2030-12-08 01:00 | 0.28
2030-12-08 02:00 | 0.27
2030-12-08 03:00 | 0.27
2030-12-08 04:00 | 0.28
2030-12-08 05:00 | 0.29
2030-12-08 06:00 | 0.3
2030-12-08 07:00 | 0.31
2030-12-08 08:00 | 0.28
2030-12-08 09:00 | 0.23
2030-12-08 10:00 | 0.21
2030-12-08 11:00 | 0.19
2030-12-08 12:00 | 0.2
2030-12-08 13:00 | 0.21
2030-12-08 14:00 | 0.23
2030-12-08 15:00 | 0.25
2030-12-08 16:00 | 0.25
2030-12-08 17:00 | 0.25
2030-12-08 18:00 | 0.25
2030-12-08 19:00 | 0.27
2030-12-08 20:00 | 0.27
2030-12-08 21:00 | 0.28
2030-12-08 22:00 | 0.28
2030-12-08 23:00 | 0.27
2030-12-09 | 0.19
2030-12-09 01:00 | 0.2
2030-12-09 02:00 | 0.2
2030-12-09 03:00 | 0.19
2030-12-09 04:00 | 0.19
2030-12-09 05:00 | 0.2
2030-12-09 06:00 | 0.2
2030-12-09 07:00 | 0.2
2030-12-09 08:00 | 0.18
2030-12-09 09:00 | 0.15
2030-12-09 10:00 | 0.13
2030-12-09 11:00 | 0.12
2030-12-09 12:00 | 0.13
2030-12-09 13:00 | 0.14
2030-12-09 14:00 | 0.15
2030-12-09 15:00 | 0.18
2030-12-09 16:00 | 0.19
2030-12-09 17:00 | 0.18
2030-12-09 18:00 | 0.18
2030-12-09 19:00 | 0.2
2030-12-09 20:00 | 0.2
2030-12-09 21:00 | 0.22
2030-12-09 22:00 | 0.23
2030-12-09 23:00 | 0.24
2030-12-10 | 0.26
2030-12-10 01:00 | 0.26
2030-12-10 02:00 | 0.25
2030-12-10 03:00 | 0.24
2030-12-10 04:00 | 0.24
2030-12-10 05:00 | 0.25
2030-12-10 06:00 | 0.26
2030-12-10 07:00 | 0.25
2030-12-10 08:00 | 0.23
2030-12-10 09:00 | 0.18
2030-12-10 10:00 | 0.16
2030-12-10 11:00 | 0.16
2030-12-10 12:00 | 0.16
2030-12-10 13:00 | 0.17
2030-12-10 14:00 | 0.19
2030-12-10 15:00 | 0.21
2030-12-10 16:00 | 0.22
2030-12-10 17:00 | 0.22
2030-12-10 18:00 | 0.23
2030-12-10 19:00 | 0.24
2030-12-10 20:00 | 0.25
2030-12-10 21:00 | 0.27
2030-12-10 22:00 | 0.28
2030-12-10 23:00 | 0.27
2030-12-11 | 0.38
2030-12-11 01:00 | 0.38
2030-12-11 02:00 | 0.37
2030-12-11 03:00 | 0.37
2030-12-11 04:00 | 0.37
2030-12-11 05:00 | 0.38
2030-12-11 06:00 | 0.39
2030-12-11 07:00 | 0.39
2030-12-11 08:00 | 0.36
2030-12-11 09:00 | 0.33
2030-12-11 10:00 | 0.31
2030-12-11 11:00 | 0.3
2030-12-11 12:00 | 0.3
2030-12-11 13:00 | 0.3
2030-12-11 14:00 | 0.31
2030-12-11 15:00 | 0.34
2030-12-11 16:00 | 0.36
2030-12-11 17:00 | 0.36
2030-12-11 18:00 | 0.35
2030-12-11 19:00 | 0.36
2030-12-11 20:00 | 0.36
2030-12-11 21:00 | 0.38
2030-12-11 22:00 | 0.38
2030-12-11 23:00 | 0.37
2030-12-12 | 0.44
2030-12-12 01:00 | 0.44
2030-12-12 02:00 | 0.43
2030-12-12 03:00 | 0.43
2030-12-12 04:00 | 0.43
2030-12-12 05:00 | 0.44
2030-12-12 06:00 | 0.45
2030-12-12 07:00 | 0.46
2030-12-12 08:00 | 0.43
2030-12-12 09:00 | 0.39
2030-12-12 10:00 | 0.38
2030-12-12 11:00 | 0.37
2030-12-12 12:00 | 0.36
2030-12-12 13:00 | 0.36
2030-12-12 14:00 | 0.38
2030-12-12 15:00 | 0.4
2030-12-12 16:00 | 0.41
2030-12-12 17:00 | 0.41
2030-12-12 18:00 | 0.41
2030-12-12 19:00 | 0.42
2030-12-12 20:00 | 0.42
2030-12-12 21:00 | 0.43
2030-12-12 22:00 | 0.43
2030-12-12 23:00 | 0.41
2030-12-13 | 0.43
2030-12-13 01:00 | 0.43
2030-12-13 02:00 | 0.43
2030-12-13 03:00 | 0.43
2030-12-13 04:00 | 0.43
2030-12-13 05:00 | 0.44
2030-12-13 06:00 | 0.45
2030-12-13 07:00 | 0.45
2030-12-13 08:00 | 0.42
2030-12-13 09:00 | 0.38
2030-12-13 10:00 | 0.35
2030-12-13 11:00 | 0.33
2030-12-13 12:00 | 0.33
2030-12-13 13:00 | 0.33
2030-12-13 14:00 | 0.34
2030-12-13 15:00 | 0.36
2030-12-13 16:00 | 0.38
2030-12-13 17:00 | 0.38
2030-12-13 18:00 | 0.37
2030-12-13 19:00 | 0.39
2030-12-13 20:00 | 0.4
2030-12-13 21:00 | 0.42
2030-12-13 22:00 | 0.42
2030-12-13 23:00 | 0.43
2030-12-14 | 0.46
2030-12-14 01:00 | 0.46
2030-12-14 02:00 | 0.46
2030-12-14 03:00 | 0.46
2030-12-14 04:00 | 0.46
2030-12-14 05:00 | 0.47
2030-12-14 06:00 | 0.47
2030-12-14 07:00 | 0.49
2030-12-14 08:00 | 0.47
2030-12-14 09:00 | 0.43
2030-12-14 10:00 | 0.41
2030-12-14 11:00 | 0.39
2030-12-14 12:00 | 0.39
2030-12-14 13:00 | 0.38
2030-12-14 14:00 | 0.38
2030-12-14 15:00 | 0.41
2030-12-14 16:00 | 0.42
2030-12-14 17:00 | 0.42
2030-12-14 18:00 | 0.41
2030-12-14 19:00 | 0.42
2030-12-14 20:00 | 0.43
2030-12-14 21:00 | 0.43
2030-12-14 22:00 | 0.43
2030-12-14 23:00 | 0.43
2030-12-15 | 0.49
2030-12-15 01:00 | 0.49
2030-12-15 02:00 | 0.49
2030-12-15 03:00 | 0.49
2030-12-15 04:00 | 0.5
2030-12-15 05:00 | 0.51
2030-12-15 06:00 | 0.52
2030-12-15 07:00 | 0.54
2030-12-15 08:00 | 0.5
2030-12-15 09:00 | 0.45
2030-12-15 10:00 | 0.42
2030-12-15 11:00 | 0.4
2030-12-15 12:00 | 0.4
2030-12-15 13:00 | 0.4
2030-12-15 14:00 | 0.41
2030-12-15 15:00 | 0.42
2030-12-15 16:00 | 0.43
2030-12-15 17:00 | 0.42
2030-12-15 18:00 | 0.43
2030-12-15 19:00 | 0.43
2030-12-15 20:00 | 0.43
2030-12-15 21:00 | 0.44
2030-12-15 22:00 | 0.44
2030-12-15 23:00 | 0.42
2030-12-16 | 0.46
2030-12-16 01:00 | 0.47
2030-12-16 02:00 | 0.47
2030-12-16 03:00 | 0.47
2030-12-16 04:00 | 0.47
2030-12-16 05:00 | 0.48
2030-12-16 06:00 | 0.49
2030-12-16 07:00 | 0.49
2030-12-16 08:00 | 0.46
2030-12-16 09:00 | 0.42
2030-12-16 10:00 | 0.4
2030-12-16 11:00 | 0.38
2030-12-16 12:00 | 0.37
2030-12-16 13:00 | 0.37
2030-12-16 14:00 | 0.38
2030-12-16 15:00 | 0.4
2030-12-16 16:00 | 0.41
2030-12-16 17:00 | 0.4
2030-12-16 18:00 | 0.4
2030-12-16 19:00 | 0.41
2030-12-16 20:00 | 0.41
2030-12-16 21:00 | 0.43
2030-12-16 22:00 | 0.43
2030-12-16 23:00 | 0.44
2030-12-17 | 0.41
2030-12-17 01:00 | 0.41
2030-12-17 02:00 | 0.41
2030-12-17 03:00 | 0.4
2030-12-17 04:00 | 0.4
2030-12-17 05:00 | 0.41
2030-12-17 06:00 | 0.42
2030-12-17 07:00 | 0.42
2030-12-17 08:00 | 0.38
2030-12-17 09:00 | 0.34
2030-12-17 10:00 | 0.32
2030-12-17 11:00 | 0.3
2030-12-17 12:00 | 0.3
2030-12-17 13:00 | 0.3
2030-12-17 14:00 | 0.31
2030-12-17 15:00 | 0.34
2030-12-17 16:00 | 0.35
2030-12-17 17:00 | 0.35
2030-12-17 18:00 | 0.35
2030-12-17 19:00 | 0.36
2030-12-17 20:00 | 0.37
2030-12-17 21:00 | 0.38
2030-12-17 22:00 | 0.39
2030-12-17 23:00 | 0.38
2030-12-18 | 0.37
2030-12-18 01:00 | 0.37
2030-12-18 02:00 | 0.36
2030-12-18 03:00 | 0.36
2030-12-18 04:00 | 0.36
2030-12-18 05:00 | 0.37
2030-12-18 06:00 | 0.37
2030-12-18 07:00 | 0.37
2030-12-18 08:00 | 0.34
2030-12-18 09:00 | 0.31
2030-12-18 10:00 | 0.3
2030-12-18 11:00 | 0.28
2030-12-18 12:00 | 0.29
2030-12-18 13:00 | 0.29
2030-12-18 14:00 | 0.3
2030-12-18 15:00 | 0.33
2030-12-18 16:00 | 0.35
2030-12-18 17:00 | 0.35
2030-12-18 18:00 | 0.34
2030-12-18 19:00 | 0.35
2030-12-18 20:00 | 0.35
2030-12-18 21:00 | 0.37
2030-12-18 22:00 | 0.37
2030-12-18 23:00 | 0.36
2030-12-19 | 0.35
2030-12-19 01:00 | 0.34
2030-12-19 02:00 | 0.34
2030-12-19 03:00 | 0.33
2030-12-19 04:00 | 0.34
2030-12-19 05:00 | 0.34
2030-12-19 06:00 | 0.35
2030-12-19 07:00 | 0.36
2030-12-19 08:00 | 0.33
2030-12-19 09:00 | 0.3
2030-12-19 10:00 | 0.29
2030-12-19 11:00 | 0.28
2030-12-19 12:00 | 0.28
2030-12-19 13:00 | 0.28
2030-12-19 14:00 | 0.3
2030-12-19 15:00 | 0.33
2030-12-19 16:00 | 0.33
2030-12-19 17:00 | 0.33
2030-12-19 18:00 | 0.33
2030-12-19 19:00 | 0.35
2030-12-19 20:00 | 0.35
2030-12-19 21:00 | 0.36
2030-12-19 22:00 | 0.36
2030-12-19 23:00 | 0.35
2030-12-20 | 0.36
2030-12-20 01:00 | 0.36
2030-12-20 02:00 | 0.36
2030-12-20 03:00 | 0.36
2030-12-20 04:00 | 0.36
2030-12-20 05:00 | 0.37
2030-12-20 06:00 | 0.38
2030-12-20 07:00 | 0.38
2030-12-20 08:00 | 0.35
2030-12-20 09:00 | 0.31
2030-12-20 10:00 | 0.29
2030-12-20 11:00 | 0.27
2030-12-20 12:00 | 0.27
2030-12-20 13:00 | 0.27
2030-12-20 14:00 | 0.28
2030-12-20 15:00 | 0.31
2030-12-20 16:00 | 0.33
2030-12-20 17:00 | 0.33
2030-12-20 18:00 | 0.32
2030-12-20 19:00 | 0.34
2030-12-20 20:00 | 0.35
2030-12-20 21:00 | 0.37
2030-12-20 22:00 | 0.37
2030-12-20 23:00 | 0.38
2030-12-21 | 0.39
2030-12-21 01:00 | 0.39
2030-12-21 02:00 | 0.39
2030-12-21 03:00 | 0.38
2030-12-21 04:00 | 0.38
2030-12-21 05:00 | 0.39
2030-12-21 06:00 | 0.4
2030-12-21 07:00 | 0.41
2030-12-21 08:00 | 0.39
2030-12-21 09:00 | 0.35
2030-12-21 10:00 | 0.34
2030-12-21 11:00 | 0.32
2030-12-21 12:00 | 0.32
2030-12-21 13:00 | 0.32
2030-12-21 14:00 | 0.32
2030-12-21 15:00 | 0.35
2030-12-21 16:00 | 0.36
2030-12-21 17:00 | 0.36
2030-12-21 18:00 | 0.36
2030-12-21 19:00 | 0.37
2030-12-21 20:00 | 0.37
2030-12-21 21:00 | 0.38
2030-12-21 22:00 | 0.38
2030-12-21 23:00 | 0.38
2030-12-22 | 0.38
2030-12-22 01:00 | 0.39
2030-12-22 02:00 | 0.38
2030-12-22 03:00 | 0.38
2030-12-22 04:00 | 0.39
2030-12-22 05:00 | 0.4
2030-12-22 06:00 | 0.41
2030-12-22 07:00 | 0.42
2030-12-22 08:00 | 0.39
2030-12-22 09:00 | 0.34
2030-12-22 10:00 | 0.31
2030-12-22 11:00 | 0.3
2030-12-22 12:00 | 0.3
2030-12-22 13:00 | 0.31
2030-12-22 14:00 | 0.32
2030-12-22 15:00 | 0.34
2030-12-22 16:00 | 0.34
2030-12-22 17:00 | 0.34
2030-12-22 18:00 | 0.34
2030-12-22 19:00 | 0.35
2030-12-22 20:00 | 0.35
2030-12-22 21:00 | 0.36
2030-12-22 22:00 | 0.36
2030-12-22 23:00 | 0.35
2030-12-23 | 0.41
2030-12-23 01:00 | 0.42
2030-12-23 02:00 | 0.42
2030-12-23 03:00 | 0.42
2030-12-23 04:00 | 0.42
2030-12-23 05:00 | 0.43
2030-12-23 06:00 | 0.44
2030-12-23 07:00 | 0.44
2030-12-23 08:00 | 0.41
2030-12-23 09:00 | 0.37
2030-12-23 10:00 | 0.35
2030-12-23 11:00 | 0.34
2030-12-23 12:00 | 0.33
2030-12-23 13:00 | 0.33
2030-12-23 14:00 | 0.34
2030-12-23 15:00 | 0.36
2030-12-23 16:00 | 0.37
2030-12-23 17:00 | 0.37
2030-12-23 18:00 | 0.36
2030-12-23 19:00 | 0.37
2030-12-23 20:00 | 0.38
2030-12-23 21:00 | 0.39
2030-12-23 22:00 | 0.4
2030-12-23 23:00 | 0.4
2030-12-24 | 0.39
2030-12-24 01:00 | 0.39
2030-12-24 02:00 | 0.39
2030-12-24 03:00 | 0.39
2030-12-24 04:00 | 0.39
2030-12-24 05:00 | 0.39
2030-12-24 06:00 | 0.4
2030-12-24 07:00 | 0.4
2030-12-24 08:00 | 0.37
2030-12-24 09:00 | 0.32
2030-12-24 10:00 | 0.3
2030-12-24 11:00 | 0.29
2030-12-24 12:00 | 0.28
2030-12-24 13:00 | 0.29
2030-12-24 14:00 | 0.3
2030-12-24 15:00 | 0.32
2030-12-24 16:00 | 0.34
2030-12-24 17:00 | 0.33
2030-12-24 18:00 | 0.34
2030-12-24 19:00 | 0.35
2030-12-24 20:00 | 0.36
2030-12-24 21:00 | 0.37
2030-12-24 22:00 | 0.38
2030-12-24 23:00 | 0.37
2030-12-25 | 0.34
2030-12-25 01:00 | 0.33
2030-12-25 02:00 | 0.33
2030-12-25 03:00 | 0.33
2030-12-25 04:00 | 0.33
2030-12-25 05:00 | 0.34
2030-12-25 06:00 | 0.34
2030-12-25 07:00 | 0.34
2030-12-25 08:00 | 0.33
2030-12-25 09:00 | 0.3
2030-12-25 10:00 | 0.29
2030-12-25 11:00 | 0.28
2030-12-25 12:00 | 0.29
2030-12-25 13:00 | 0.29
2030-12-25 14:00 | 0.31
2030-12-25 15:00 | 0.34
2030-12-25 16:00 | 0.36
2030-12-25 17:00 | 0.35
2030-12-25 18:00 | 0.35
2030-12-25 19:00 | 0.35
2030-12-25 20:00 | 0.36
2030-12-25 21:00 | 0.38
2030-12-25 22:00 | 0.38
2030-12-25 23:00 | 0.37
2030-12-26 | 0.46
2030-12-26 01:00 | 0.46
2030-12-26 02:00 | 0.45
2030-12-26 03:00 | 0.45
2030-12-26 04:00 | 0.46
2030-12-26 05:00 | 0.46
2030-12-26 06:00 | 0.47
2030-12-26 07:00 | 0.48
2030-12-26 08:00 | 0.45
2030-12-26 09:00 | 0.41
2030-12-26 10:00 | 0.4
2030-12-26 11:00 | 0.39
2030-12-26 12:00 | 0.38
2030-12-26 13:00 | 0.38
2030-12-26 14:00 | 0.39
2030-12-26 15:00 | 0.42
2030-12-26 16:00 | 0.43
2030-12-26 17:00 | 0.43
2030-12-26 18:00 | 0.42
2030-12-26 19:00 | 0.44
2030-12-26 20:00 | 0.44
2030-12-26 21:00 | 0.45
2030-12-26 22:00 | 0.45
2030-12-26 23:00 | 0.43
2030-12-27 | 0.52
2030-12-27 01:00 | 0.52
2030-12-27 02:00 | 0.52
2030-12-27 03:00 | 0.52
2030-12-27 04:00 | 0.53
2030-12-27 05:00 | 0.54
2030-12-27 06:00 | 0.55
2030-12-27 07:00 | 0.55
2030-12-27 08:00 | 0.52
2030-12-27 09:00 | 0.47
2030-12-27 10:00 | 0.44
2030-12-27 11:00 | 0.42
2030-12-27 12:00 | 0.41
2030-12-27 13:00 | 0.41
2030-12-27 14:00 | 0.41
2030-12-27 15:00 | 0.44
2030-12-27 16:00 | 0.45
2030-12-27 17:00 | 0.46
2030-12-27 18:00 | 0.45
2030-12-27 19:00 | 0.46
2030-12-27 20:00 | 0.47
2030-12-27 21:00 | 0.49
2030-12-27 22:00 | 0.49
2030-12-27 23:00 | 0.49
2030-12-28 | 0.46
2030-12-28 01:00 | 0.46
2030-12-28 02:00 | 0.45
2030-12-28 03:00 | 0.45
2030-12-28 04:00 | 0.45
2030-12-28 05:00 | 0.46
2030-12-28 06:00 | 0.47
2030-12-28 07:00 | 0.48
2030-12-28 08:00 | 0.46
2030-12-28 09:00 | 0.42
2030-12-28 10:00 | 0.4
2030-12-28 11:00 | 0.39
2030-12-28 12:00 | 0.38
2030-12-28 13:00 | 0.38
2030-12-28 14:00 | 0.38
2030-12-28 15:00 | 0.4
2030-12-28 16:00 | 0.41
2030-12-28 17:00 | 0.41
2030-12-28 18:00 | 0.41
2030-12-28 19:00 | 0.42
2030-12-28 20:00 | 0.42
2030-12-28 21:00 | 0.43
2030-12-28 22:00 | 0.43
2030-12-28 23:00 | 0.43
2030-12-29 | 0.41
2030-12-29 01:00 | 0.41
2030-12-29 02:00 | 0.41
2030-12-29 03:00 | 0.41
2030-12-29 04:00 | 0.42
2030-12-29 05:00 | 0.42
2030-12-29 06:00 | 0.44
2030-12-29 07:00 | 0.45
2030-12-29 08:00 | 0.42
2030-12-29 09:00 | 0.36
2030-12-29 10:00 | 0.34
2030-12-29 11:00 | 0.32
2030-12-29 12:00 | 0.32
2030-12-29 13:00 | 0.33
2030-12-29 14:00 | 0.34
2030-12-29 15:00 | 0.36
2030-12-29 16:00 | 0.36
2030-12-29 17:00 | 0.36
2030-12-29 18:00 | 0.36
2030-12-29 19:00 | 0.37
2030-12-29 20:00 | 0.37
2030-12-29 21:00 | 0.38
2030-12-29 22:00 | 0.38
2030-12-29 23:00 | 0.36
2030-12-30 | 0.37
2030-12-30 01:00 | 0.38
2030-12-30 02:00 | 0.38
2030-12-30 03:00 | 0.37
2030-12-30 04:00 | 0.38
2030-12-30 05:00 | 0.38
2030-12-30 06:00 | 0.39
2030-12-30 07:00 | 0.39
2030-12-30 08:00 | 0.37
2030-12-30 09:00 | 0.33
2030-12-30 10:00 | 0.31
2030-12-30 11:00 | 0.3
2030-12-30 12:00 | 0.29
2030-12-30 13:00 | 0.3
2030-12-30 14:00 | 0.3
2030-12-30 15:00 | 0.32
2030-12-30 16:00 | 0.34
2030-12-30 17:00 | 0.33
2030-12-30 18:00 | 0.33
2030-12-30 19:00 | 0.34
2030-12-30 20:00 | 0.34
2030-12-30 21:00 | 0.36
2030-12-30 22:00 | 0.37
2030-12-30 23:00 | 0.37
2030-12-31 | 0.34
2030-12-31 01:00 | 0.34
2030-12-31 02:00 | 0.34
2030-12-31 03:00 | 0.33
2030-12-31 04:00 | 0.33
2030-12-31 05:00 | 0.34
2030-12-31 06:00 | 0.35
2030-12-31 07:00 | 0.35
2030-12-31 08:00 | 0.32
2030-12-31 09:00 | 0.27
2030-12-31 10:00 | 0.25
2030-12-31 11:00 | 0.24
2030-12-31 12:00 | 0.24
2030-12-31 13:00 | 0.25
2030-12-31 14:00 | 0.26
2030-12-31 15:00 | 0.28
2030-12-31 16:00 | 0.3
2030-12-31 17:00 | 0.29
2030-12-31 18:00 | 0.3
2030-12-31 19:00 | 0.31
2030-12-31 20:00 | 0.32
2030-12-31 21:00 | 0.34
2030-12-31 22:00 | 0.34
2030-12-31 23:00 | 0.33